## Sheet1
Total Sections: 882 A=Architectural; S=Structural; C=Civil; L=Landscape; ME=Mechanical/Electrical; DC,D=Design Criteria; ++=Checklist
Procurement and Contracting Requirements |  | 37 Sections | Catalog | Updated
00 0101 RIB | Project Title Page | F or the project name, location, Owner, project specific information . | ASCLMED | Jul 2022
00 0102 RIB | Project Information | Project summary ; contract type; highlights of bidding requirements. | ASCLMED | Feb 2025
00 0103 RIB | Project Directory | Project Directory. | ASCLMED | Jul 2022
00 0105 RIB | Certifications Page | This document is intentionally blank. Add the specifics needed for the project. | ASCLMED | Jul 2022
00 0107 RIB | Seals Page | This document is intentionally blank. Add the specifics needed for the project. | ASCLMED | Jul 2022
00 0110 RIB | Table of Contents | Listing of all sections, in current Master F ormat order, linked to each appropriate section. | ASCLMEDW | May 2026
00 0111 RIB | Table of Contents (Masterformat 1995) | Listing of all sections, in Masterformat 1995 order, linked to each appropriate section. | ASCLMEDW | May 2026
00 0115 RIB | List of Drawing Sheets | This document is intentionally blank. Add the specifics needed for the project. | ASCLMED | Jul 2022
00 0120 RIB | List of Schedules | This document is intentionally blank. Add the specifics needed for the project. | ASCLMED | Jul 2022
00 1113 RIB | Advertisement for Bids | Invitation or advertisement for bids; may be letter form or published. | ASCLMED | Jul 2022
00 2113 RIB | Instructions to Bidders | Preparing and submitting bids; bid security; conditions of acceptance. | ASCLMED | Sep 2025
00 2116 RIB | Instructions to Proposers | Design-Build; competitive RFP for fixed-price "best value" proposal. | ASCLMED | Jul 2022
00 3100 RIB | Available Project Information | I dentification of available and required project information. | ASCLMED | Aug 2025
00 4000 RIB | Procurement Forms and Supplements | Forms relating to competitive bidding process. | ASCLMED | Nov 2024
00 4100 RIB | Bid Form | Form for bidder entry of bid amount, time, alternates, etc. | ASCLMED | Nov 2024
00 4200 RIB | Proposal Form | Design-Build; for responding to a formal or informal request for proposal (RFP). | ASCLMED | Nov 2024
00 4301 RIB | Bid Form Supplements Cover Sheet | Form for use if none in lieu of standard supplements : Sections 00 4322 - 00 4373 | ASCLMED | Jul 2022
00 4322 RIB | Unit Prices Form | Form for bidder entry of unit prices accompanying a lump sum bid. | ASCLMED | Jul 2022
00 4323 RIB | Alternates Form | Form for bidder entry of Add/Deduct amounts. | ASCLMED | Jul 2022
00 4325 RIB | Substitution Request Form - During Procurement | For documenting substitution requests during Bidding/Negotiation Phase (Procurement). | ASCLMED | Jul 2022
00 4327 RIB | Separate Prices Break-Out Form | Form for bidder entry of price of specific items. | ASCLMED | Jul 2022
00 4328 RIB | Items Eligible For Tax Rebate Form | Form for bidder entry of 1) expected rebate amounts or 2) known rebate items. | ASCLMED | Jul 2022
00 4333 RIB | Proposed Products Form | Form for bidder entry of actual equipment items included in bid. | ASCLMED | Jul 2022
00 4334 RIB | Proposed Mechanical Products Form | Form for bidder entry of actual mechanical equipment items included in bid. | ASCLMED | Jul 2022
00 4335 RIB | Proposed Electrical Products Form | Form for bidder entry of actual electrical equipment items included in bid. | ASCLMED | Jul 2022
00 4336 RIB | Proposed Subcontractors Form | Form for bidder entry of subcontractor bids included in bid. | ASCLMED | Jul 2022
00 4339 RIB | Minority Business Enterprise Statement of Intent Form | ++ Example of form to use when no other is acquired from Owner. | ASCLMED | Nov 2024
00 4373 RIB | Proposed Schedule of Values Form | Form for bidder entry of cost breakdown. | ASCLMED | Jul 2022
00 5000 RIB | Contracting Forms and Supplements | ++ Forms relating to contract, post bid activities; checklist for contracting documents. | ASCLMED | Apr 2026
00 5200 RIB | Agreement Form | Cover sheet or placeholder for Agreement prepared separately. | ASCLMED | Jul 2022
00 6000 RIB | Project Forms | This document is intentionally blank. Add the specifics needed for the project. | ASCLMED | Jul 2022
00 6325 RIB | Substitution Request Form - During Construction | For documenting substitution requests during Construction Phase. | ASCLMED | Jul 2022
00 7100 RIB | Contracting Definitions | Definitions relating to Design-Build contracts; types of documents, time periods. | ASCLMED | Jul 2022
00 7200 RIB | General Conditions | Cover sheet / placeholder for General Conditions prepared separately. | ASCLMED | Jul 2022
00 7300 RIB | Supplementary Conditions | Template for modifications to standard forms of General Conditions. | ASCLMED | Dec 2025
00 9111 RIB | Addendum Number 1 | Addendum template. | ASCLMED | Jul 2022
DC B2 RIB | Exterior Vertical Enclosures Criteria | Non-structural vertical enclosure, windows, other openings, etc. | ASCLMEDW | Mar 2026
General Requirements |  | 56 Sections | Catalog | Updated
01 1000 RIB | Summary | Contract type: Single or Multiple Prime; basic project conditions; work not shown on drawings. | ASCLMED | Oct 2022
01 2000 RIB | Price and Payment Procedures | Payments, change s, and closeout procedures. Schedule of Values. | ASCLMED | Jan 2026
01 2100 RIB | Allowances | Allowances procedures; description of allowances. | ASCLMED | Jul 2022
01 2200 RIB | Unit Prices | Unit prices procedures; description of items to be priced or prices to be included. | ASCLMED | Jul 2022
01 2300 RIB | Alternates | Alternates ( A lternat iv es [MF95] ) procedures; description of A lternates. | ASCLMED | Jul 2022
01 2500 RIB | Substitution Procedures | For substitution requests made during and after Bidding/Negotiation phase. | ASCLMED | May 2023
01 3000 RIB | Administrative Requirements | Submittals , meetings, schedules, reports, coordination, photographs, closeout , etc. | ASCLMED | Apr 2026
01 3050 RIB | Design Procedures and Substantiation Requirements | For design-build projects; design documentation and substantiation. | ASCLMED | Jul 2022
01 3114 RIB | Facility Services Coordination | Major project facility systems coordinator; coordination drawings for facility systems . | ASCLMED | Oct 2024
01 3216 RIB | Construction Progress Schedule | Detailed schedule requirements (augments Section 01300). | ASCLMED | Dec 2025
01 3328 RIB | Sustainability Design Reporting - WELL v1 | Contractor's documentation of health and wellness measures. | ASCLMED | Sep 2022
01 3328.02 RIB | Sustainability Design Reporting - WELL v2 | Contractor's documentation of health and wellness measures. | ASCLMED | Dec 2024
01 3329.02 RIB | Sustainable Design Reporting - LEED v4 | Contractor's documentation of sustainable measures. | ASCLMED | Oct 2022
01 3329.03 RIB | Sustainable Design Reporting - Green Globes | Contractor's documentation of sustainable measures. | ASCLMED | Sep 2024
01 3329.04 RIB | Material Content Form | For gathering information for several MR and EQ credits . | ASCLMED | Sep 2024
01 3329.07 RIB | Prohibited Content Installer Certification | For documenting that no high-VOC accessory materials have been used. | ASCLMED | Sep 2024
01 3329.12 RIB | Sustainable Design Reporting - LEED v4.1 | Contractor reporting requriements supporting certification process. | ASCLMED | Sep 2024
01 3329.20 RIB | Embodied Carbon Reduction Reporting | Contractor's documentation and reporting requirements for embodied carbon reduction. | ASCLMED | Jun 2025
01 3553 RIB | Security Procedures | Contractor procedures; augments Section 01 5000 (01500) with more detail. | ASCLMED | Jul 2022
01 3566.05 RIB | Project Sustainability Goal Credit Summary - LEED v4 | ++ For documenting credit intentions; linked to Section 013566.12 (01358). | ASCLMED | Aug 2025
01 3566.06 RIB | Project Sustainability Goal Point Summary - Green Globes | ++ For documenting point intentions; linked to Section 013566.13 (01359). | ASCLMED | Aug 2025
01 3566.07 RIB | Project Goal Features Summary - WELL v1 | ++ WELL Building certification goals documentation. | ASCLMED | Aug 2025
01 3566.12 RIB | Sustainability Certification Project Procedures - LEED v4 | Contractor procedures supporting certification process. | ASCLMED | Aug 2025
01 3566.13 RIB | Sustainability Certification Project Procedures - Green Globes | C ontractor procedures supporting certification process. | ASCLMED | Aug 2025
01 3566.14 RIB | Certification Project Procedures - WELL v1 | Contractor procedures supporting certification process. | ASCLMED | Sep 2025
01 3566.15 RIB | Project Sustainability Goal Credit Summary BD+C - LEED v4.1 | ++ For documenting credit intentions; linked to Section 013566.32 (01358). | ASCLMED | Aug 2025
01 3566.16 RIB | Project Sustainability Goal Credit Summary ID+C - LEED v4.1 | ++ For documenting credit intentions; linked to Section 013566.32 (01358.01). | ASCLMED | Aug 2025
01 3566.17 RIB | Project Sustainability Goal Credit Summary MF - LEED v4.1 | ++ For documenting credit intentions; linked to Section 013566.32 (01358.01). | ASCLMED | Aug 2025
01 3566.18 RIB | Project Sustainability Goal Credit Summary SFH - LEED v4.1 | ++ For documenting credit intentions; linked to Section 013566.32 (01358.01). | ASCLMED | Sep 2024
01 3566.32 RIB | Sustainability Certification Project Procedures - LEED v4.1 | Contractor procedures supporting LEED v4.1certification process. | ASCLMED | Aug 2025
01 3566.67 RIB | Project Goal Features Summary - WELL v2 | ++ WELL v2 Building Standard certification goals documentation. | ASCLMED | Aug 2025
01 3566.74 RIB | Certification Project Procedures - WELL v2 | WELL v2 Contractor procedures supporting certification process. | ASCLMED | Sep 2025
01 3591 RIB | Period Treatment Procedures | Construction procedures for historic sites and structures. | ASCLMED | Jun 2022
01 4000 RIB | Quality Requirements | Testing, inspection, mock-ups, reports, certificates; use of reference standards. | ASCLMED | Oct 2024
01 4100 RIB | Regulatory Requirements | List of regulations applicable to project; for information or as design criteria. | ASCLMED | Jul 2022
01 4216 RIB | Definitions | Definitions not specific to other sections and not in the General Conditions. | ASCLMED | Jul 2022
01 4219 RIB | Reference Standards | All reference standards cited, with full title and edition date. | ASCLMED | Apr 2026
01 4533 RIB | Code-Required Special Inspections and Procedures | Special inspections required by International Building Code. | ASCLMED | Jan 2025
01 5000 RIB | Temporary Facilities and Controls | Requirements not considered the contractor's option; utilities; facilities; services. | ASCLMED | Jul 2022
01 5100 RIB | Temporary Utilities | Electricity, lighting, heating, cooling, ventilation, and water; more detail than 01 5000. | ASCLMED | Jul 2022
01 5213 RIB | Field Offices and Sheds | Augments Section 01 5000 if more detail is necessary. | ASCLMED | Jul 2022
01 5500 RIB | Vehicular Access and Parking | Augments Section 01 5000 if more detail is necessary. | ASCLMED | Jul 2022
01 5713 RIB | Temporary Erosion and Sediment Control | Performance and prescriptive requirements; remedies for non-compliance. | ASCLMED | Oct 2024
01 5719 RIB | Temporary Environmental Controls | Procedures & testing under C ontractor's control; including some sustainability issues. | ASCLMED | Oct 2022
01 5813 RIB | Temporary Project Signage | Project identification sign; other optional signs. | ASCLMED | Jul 2022
01 6000 RIB | Product Requirements | Product options and substitutions; delivery, storage, protection. | ASCLMED | Jun 2025
01 6116 RIB | Volatile Organic Compound (VOC) Content Restrictions | VOC restrictions t hat exceed regulatory requirements . | ASCLMED | Oct 2022
01 6116.01 RIB | Accessory Material VOC Content Certification Form | For documenting that no high-VOC accessory materials have been used. | ASCLMED | Jul 2022
01 7000 RIB | Execution and Closeout Requirements | Basic installation requirements; cutting/patching; cleaning; starting of systems; etc. | ASCLMED | Jul 2022
01 7123 RIB | Field Engineering | Contractor's construction survey work and field engineering | ASCLMED | Oct 2023
01 7419 RIB | Construction Waste Management and Disposal | Waste management plan; landfill diversion proposals; waste disposal reports. | ASCLMED | Oct 2022
01 7610 RIB | Temporary Protective Coverings | T emporary protective coverings for installed floors, walls, doorways, and other surfaces . | ASCLMED | May 2024
01 7800 RIB | Closeout Submittals | Project record documents; O & M manuals; warranties/bonds. | ASCLMED | Jan 2026
01 7900 RIB | Demonstration and Training | Procedures for Owner-personnel demonstration, training; scope list. | ASCLMED | Aug 2025
01 9113 RIB | General Commissioning Requirements | Commissioning s cope, objectives, procedures, Contractor's responsibilities. | ASCLMED | Aug 2025
01 9114 RIB | Commissioning Authority Responsibilities | Independent commissioning provider contracted directly by Owner or by CM . | ASCLMED | Aug 2025
Existing Conditions |  | 4 Sections | Catalog | Updated
02 0342 RIB | Removal and Salvage of Period Construction Materials | Removal procedures for historic sites and structures projects. | ASCLMED | Jun 2022
02 4100 RIB | Demolition | Building, site works, and selective demolition; abandonment of existing utilities. | ASCLME | Feb 2025
02 6500 RIB | Underground Storage Tank Removal | Includes removal of fuel contents and disposal of contaminated soil. | ACME | Oct 2023
02 8400 RIB | Polychlorinate Biphenyl (PCB) Remediation | PCBs; other substances regulated by Toxic Substances Control Act (TSCA). | AME | Jul 2022
Concrete |  | 16 Sections | Catalog | Updated
03 0100 MAPEI | Maintenance of Concrete - Mapei | Existing concrete resurfacing, repair, and strengthening. | ASCLMED | Sep 2025
03 0516 STEGO | Underslab Vapor Barrier - Stego | S tego; ASTM E1745 Class A sheet for under concrete slabs on grade. | ASCLMED | Sep 2024
03 0516 WRMEAD | Underslab Vapor Barrier - W. R. Meadows | ASTM E1745 Class A sheet for under concrete slabs on grade. | ASCLMED | Apr 2026
03 1521 PLYGRD | Termite Barrier - Polyguard Products, Inc | Sheet waterproofing; physically excludes termites from structure. | ASCLMED | Sep 2024
03 1521 STEGO | Termite Barrier - Stego | STEGO; ASTM E1745 Class C plastic sheet, for termite exclusion. | ASCLMED | Sep 2024
03 3000 RIB | Cast-in-Place Concrete | In situ concrete for structural frame, slabs on grade, other components. | ASCLME | Jun 2026
03 3005 LOGIK | Moisture Vapor Reducing Admixture for Cast-in-Place Concrete - ISE Logik | ISE Logik Industries; moisture vapor reducing admixture (MVRA). | ASCLMED | May 2023
03 3005 SPG | Moisture Vapor Reducing Admixture for Cast-in-Place Concrete - SPG | Specialty Products Group; water vapor reducing admixture. | ASCLMED | Sep 2024
03 3006 LOGIK | Waterproofing Admixture for Cast-in-Place Concrete - ISE Logik | ISE Logik Industries; waterproofing admixture. | ASCLMED | Aug 2025
03 3006 SPG | Waterproofing Admixture for Cast-in-Place Concrete - SPG | Specialty Products Group; waterproofing admixture. | ASCLMED | Apr 2023
03 3116 LOGIK | Lightweight Structural Concrete, Moisture Vapor Emission Warranted - ISE Logik | ISE Logik; lightweight concrete with water vapor reducing admixture. | ASCLMED | Aug 2023
03 3543 CURECR | Polished Concrete Finishing - Curecrete | Concrete densifiers, sealers, hardeners, dye, cleaners, and polishing. | ASCLMED | Apr 2024
03 3543 HUSQVA | Polished Concrete Finishing - Husqvarna Superfloor |  | ASCLMED | Jan 2026
03 3543 PROS | Polished Concrete - PROSOCO | PROSOCO d ensifiers, hardeners, sealers, coatings, polishing. | ASCLMED | Apr 2026
03 5400 USG | Cast Underlayment and Sound Attenuation - USG | ++ USG gypsum cast underlayment and sound attenuation products. | ASCLMED | May 2025
03 5413.11 MAXXON | Gypsum Cement Underlayment - Maxxon Corporation | Liquid-applied, gypsum-based cement underlayment, installed over interior subfloors. | ASCLMED | Mar 2025
Masonry |  | 1 Sections | Catalog | Updated
04 2129 RIB | Terra Cotta Masonry | Terra cotta units used as exterior cladding and facade ornaments. | ASCLMED | Jun 2022
Metals |  | 8 Sections | Catalog | Updated
05 0513.11 LORIN1 | Shop-Applied Anodized Layer for Aluminum - Lorin Industries | Anodic coatings for aluminum by Lorin Industries . | ASCLMEDW | Dec 2025
05 5305 RIB | Metal Gratings and Floor Plates | Metal bar gratings; "checker" plate; pedestrian and light vehicular loads. | ALME | Apr 2023
05 7300 KEYLNK | Decorative Metal Railings - Keylink | Decorative metal railings and cable systems. | ASCLMED | May 2026
05 7311 HDI | Decorative Metal and Glazed Metal Railings - HDI | O rnamental metal and glazed metal decorative railings by Handrail Design, Inc . | ASCLMED | Feb 2023
05 7311 LIVERS | Decorative Metal and Glazed Metal Railings - Livers Bronze LLC | O rnamental glazed and metal decorative railings . | ASCLMED | Sep 2024
05 7311 TUTTLE | Decorative Metal and Glazed Metal Railings - Tuttle | Ornamental metal, glass, and cable decorative railings. | ASCLMED | Apr 2026
05 7311 VIVA | Decorative Metal and Glazed Metal Railings - VIVA | O rnamental metal and glazed metal decorative railings by VIVA . | ASCLMED | Jan 2024
05 7311.11 NEWTEC | Decorative Aluminum Railings - NewTechWood | Ornamental aluminum decorative railings. | ASCLMED | Oct 2025
Wood, Plastics, and Composites |  | 7 Sections | Catalog | Updated
06 1600 DUP | Sheathing - DUP | Composite, insulating sheathing panels with factory-applied AWB. | ASCLMED | Apr 2023
06 1600 USG | Sheathing - USG | Woo d sheathing and subflooring. | ASCLMED | May 2024
06 1611 HUNTER | Sheathing - Hunter | Sheathing wall system including insulation and weather resistive barrier. | ASCLMED | Dec 2025
06 6400 RIB | Plastic Paneling | Nonstructural plastic wall and ceiling paneling. | ASCLMED | Sep 2024
06 7311 DXXBAK | Plastic Composite Decking - DuxxBak Composite Decking | Plastic composite decking. | ASCLMED | Nov 2025
06 7311 NEWTEC | Plastic Composite Decking - NewTechWood | Plastic composite decking. | ASCLMED | Oct 2025
06 7400 RIB | Composite Gratings | ++Composite gratings fabricated by molded and pultrusion processes. | ASCLMED | Feb 2025
Thermal and Moisture Protection |  | 106 Sections | Catalog | Updated
07 0543 ISOCLP | Cladding Support Systems - ISO Clip | Insulation penetrating system for supporting exterior wall claddings. | ASCLMED | May 2025
07 0543 STO | Cladding Support Systems - Sto Corp | Insulation-penetrating system for supporting exterior wall claddings. | ASCLMED | Jan 2025
07 0543.11 AAP | Composite Cladding Support Systems - Advanced Architectural Products | Thermally broken cladding and insulation supports. | ASCLMED | Jun 2026
07 0543.13 KNIGHT | Metal Cladding Support Systems - Knight Wall Systems | Systems for structurally supporting exterior wall claddings. | ASCLMED | Feb 2026
07 1300 AVM | Sheet Waterproofing - AVM | ++AVM Industries, Inc; various sheet waterproofing systems. | ASCLMED | Feb 2023
07 1300 PLYGRD | Sheet Waterproofing - Polyguard Products, Inc | S heet membrane waterproofing. | ASCLMED | Sep 2024
07 1300 SIKA | Sheet Waterproofing - Sika Corporation | Various types of sheet membrane waterproofing. | ASCLMED | Sep 2025
07 1300 WRMEAD | Sheet Waterproofing - WR Meadows | Various types of sheet membrane waterproofing. | ASCLMED | Sep 2025
07 1400 WRMEAD | Fluid-Applied Waterproofing - WR Meadows | Above and below grade, hot- and cold-fluid-applied waterproofing. | ASCLMED | Sep 2025
07 1616 WRMEAD | Crystalline Waterproofing - WR Meadows | Seals concrete by forming crystals in capillary pores. | ASCLMED | Mar 2026
07 1617 ALCH | Spray-Applied Integral Gel-Forming Concrete Waterproofing - Alchemco | Alchemco spray-applied integral gel-forming concrete waterproofing. | ASCLMED | Aug 2020
07 2100 DPNT | Thermal Insulation - DuPont | Dupont's thermal insulation boards. | ASCLMED | Dec 2023
07 2100 ROCK | Thermal Insulation - Rockwool | Rockwool's mineral fiber board and blanket insulations. | ASCLMED | Jul 2024
07 2113.13 HUNTER | Foam Board Insulation - Hunter | Hunter Panel's polyisocyanurate foam insulation boards. | ASCLMED | Dec 2025
07 2119 CSFI | Foamed-In-Place Insulation - Carlisle Spray Foam Insulation | Foam insulation installed on - site by spray foaming . | ASCLMED | Sep 2025
07 2119 XCELUS | Foamed-In-Place Insulation - XCELUS Building Systems | Foamed-in-place insulation systems. | ASCLMED | Jan 2026
07 2500 PCRA | Weather Barriers - Pecora | Pecora Corporation's a ir barriers and vapor retarders primarily for exterior walls. | ASCLMED | Nov 2025
07 2613.01 CRTD | Above-Grade Nylon Vapor Retarder Sheets - CertainTeed | CertainTeed nylon vapor retarder sheet used on warm-side of exterior walls. | ASCLMED | Mar 2022
07 2700 AVM | Air Barriers - AVM Industries | Air barriers for exterior walls. | ASCLMED | May 2025
07 2700 CCW | Air Barriers - Carlisle | C arlisle Coatings & Waterproofing; various air barriers . | ASCLMED | Sep 2025
07 2726 DOW | Fluid-Applied Membrane Air Barriers - Dow | Dow's fluid-applied membrane air barrier assembly. | ASCLMED | Apr 2021
07 2726 MOMENT | Fluid-Applied Membrane Air Barriers - Momentive Performance Materials, Inc | Air barriers used primarily for exterior walls. | ASCLMED | May 2026
07 2726 PROS | Fluid-Applied Membrane Air Barriers - Prosoco | Air barriers for exterior walls. | ASCLMED | Apr 2026
07 3113 IKO | Asphalt Shingles - IKO | Mineral granule - surfaced asphalt composition shingles. | ASCLMED | Nov 2023
07 3113 MALARK | Asphalt Shingles - Malarkey Roofing | Polymer-modified a sphalt composition shingles. | ASCLMED | Jun 2025
07 3126 CPCLAD | Slate Shingles - Cupa Pizarras | Natural slate roofing shingles, including underlayments and flashings. | ASCLMED | Oct 2024
07 3129.19 CSSB | Cedar Wood Shingles and Shakes - Cedar Shake and Shingle Bureau | Shingles and shakes for installation on sloped wood decks. | ASCLMED | Apr 2026
07 4113 BERRID | Metal Roof Panels – Berridge Manufacturing Company, Inc. | Steel and aluminum metal roof panels by Berridge M f g. | ASCLMED | Jun 2024
07 4113 ELEVAT | Metal Roof Panels - Elevate | Factory-fabricated aluminum and steel roof panels. | ASCLMED | Mar 2026
07 4113 GRNSPN | Metal Roof Panels - Green Span Profiles | Steel factory-fabricated insulated roof panels . | ASCLMED | Sep 2025
07 4113 MBCI | Metal Roof Panels - MBCI | Steel, factory-fabricated metal roof panels produced by MBCI. | ASCLMED | Aug 2024
07 4113 PAC | Metal Roof Panels - Petersen Aluminum | Metal roof and soffit panels fabricated in various metals and profiles . | ASCLMED | Feb 2024
07 4213 BERRID | Metal Wall Panels – Berridge Manufacturing Company, Inc. | Prefinished , formed metal wall and liner panels by Berridge M f g. | ASCLMED | Jun 2024
07 4213 ELEVAT | Metal Wall Panels - Elevate | Prefinished formed metal wall panels for field assembly. | ASCLMED | Mar 2026
07 4213 MBCI | Metal Wall Panels - MBCI | Prefinished, formed metal wall panels for field assembly produced by MBCI. | ASCLMED | Aug 2024
07 4213 PAC | Metal Wall Panels - Petersen Aluminum | M etal wall panels fabricated in various metals and profiles . | ASCLMED | Apr 2025
07 4213.16 ACMPNL | Metal Plate Wall Panels - ACM Panelworx Inc. | Prefinished metal wall panels for field assembly. | ASCLMED | Feb 2026
07 4213.16 ALFREX | Metal Plate Wall Panels - Alfrex | Prefinished metal plate wall panels and field assembly components . | ASCLMED | Mar 2025
07 4213.16 AMI | Metal Plate Wall Panels - American Metalcraft | Prefinished metal plate wall panels and field assembly components. | ASCLMED | Jul 2023
07 4213.16 FRMMTL | Metal Plate Wall Panels - Form Metal Systems | Prefinished metal plate wall panels and field assembly components. | ASCLMED | Oct 2025
07 4213.16 NRTHRN | Metal Plate Wall Panels - Northern Facades | Prefinished metal plate wall panels and field assembly components . | ASCLMED | Jul 2025
07 4213.19 GRNSPN | Insulated Metal Wall Panels - Green Span Profiles | Prefabricated, prefinished metal wall panels with insulat ed core. | ASCLMED | Sep 2025
07 4213.19 KSPN | Insulated Metal Wall Panels - Kingspan | Kingspan panels with outer and inner prefinished metal sheets and an insulation core. | ASCLMEW | Aug 2023
07 4213.19 NORBEC | Insulated Metal Wall Panels - Norbec | Prefinished i nner and outer metal skins and insulation core . | ASCLMED | May 2025
07 4213.23 ALFREX | Metal Composite Material Wall Panels - Alfrex | MCM wall panel systems anchored to solid backup. | ASCLMED | Mar 2025
07 4213.23 ALPC | Metal Composite Material Wall Panels - Alpolic | Metal composite material (MCM) wall panel s . | ASCLMED | Jun 2026
07 4213.23 ALUCO | Metal Composite Material Wall Panels – 3A Composites USA, Inc | MCM wall panel systems, anchored to solid backup. | ASCLMED | Nov 2024
07 4213.23 CARTER | Metal Composite Material Wall Panel Systems - Carter Architectural Panels, Inc | MCM wall panel system s anchored to solid backup. | ASCLMED | Aug 2025
07 4213.23 STCBND | Metal Composite Material Wall Panels - Stacbond | MCM wall panel systems anchored to solid backup. | ASCLMED | Aug 2025
07 4231 CPCLAD | Slate Wall Panels - Cupa Pizarras | Rainscreen system with slate wall panels . | ASCLMED | Oct 2024
07 4243 ABET | Phenolic Wall Panels - Abet Laminati | Composite wall panel system, high pressure decorative laminate. | ASCLMED | May 2026
07 4243 FIBERN | Composite Wall Panels - Fiberon | Wood and plastic composite wall panels; rainscreen system. | ASCLMED | Feb 2025
07 4243 NICHI | Composite Wall Panels - Nichiha USA, Inc | ++ Wood fiber - cement siding panels. | ASCLMED | Jan 2026
07 4246 RIB | Cementitious Wall Panels | Cementitious wall panel system, high-density fiber-cement material. | ASCLMED | Sep 2025
07 4400 ELMX | Faced Panels - Elemex Solstex | Faced rainscreen with BIPV solar panel facing . | ASCLMED | Mar 2023
07 4400 MITREX | Faced Panels - Mitrex | Faced panel system; solar and nonsolar with various finish options. | ASCLMED | Apr 2026
07 4400 STO | Faced Panels - Sto Corp | Faced rainscreen; textured, opaque glass, and masonry veneer panels. | ASCLMED | Jan 2025
07 4447 STO | Cellulose-Fiber-Reinforced Cementitious Panels - Sto Corp | Faced rainscreen with fiber cement panels. | ASCLMED | Jan 2025
07 4619 EDCO | Steel Siding and Soffits - EDCO Products | Steel siding, steel soffit, and accessories . | ASCLMED | Sep 2025
07 4619 MAC | Steel Siding - MAC | Steel siding, soffit, and trim. | ASCLMED | Apr 2025
07 4624.19 CSSB | Cedar Wood Shingle Siding - Cedar Shake and Shingle Bureau | Wood shingle siding. | ASCLMED | Apr 2026
07 4643 NEWTEC | Composition Siding - NewTechWood | Wood and plastic composite siding boards . | ASCLMED | Oct 2025
07 5100 GAF | Built-Up Bituminous Roofing – GAF | Built-up roofing, roof insulation, sheathing, and cover boards. | ASCLMED | Jan 2026
07 5213 GAF | Atactic-Polypropylene-Modified Bituminous Roofing (APP) – GAF | APP roofing, roof insulation, sheathing, and cover boards. | ASCLMED | Jan 2026
07 5216 ELEVAT | Styrene-Butadiene-Styrene Modified Bituminous Roofing (SBS) - Elevate | ++ SBS - modified bituminous membrane and associated roofing components. | ASCLMED | Mar 2026
07 5216 GAF | Styrene-Butadiene-Styrene Modified Bituminous Roofing - GAF | SBS roofing, roof insulation, sheathing, and cover boards. | ASCLMED | Jan 2026
07 5323 CARL | EPDM Thermoset Single-Ply Roofing - Carlisle | Carlisle SynTec Systems EPDM roofing, insulation, and accessories. | ASCLMED | May 2022
07 5323 ELEVAT | Ethylene-Propylene-Diene-Monomer Roofing (EPDM) - Elevate | ++EPDM roofing, roof insulation, metal flashings, and edge trim. | ASCLMED | Mar 2026
07 5323 JMVILL | Ethylene Propylene Diene Monomer Membrane Roofing - Johns Manville | Single-ply EPDM, neoprene, CPE, CSPE, insulation, flashings, ballast. | ASCLMED | Jan 2024
07 5323 MLHD | Ethylene-Propylene-Diene-Monomer Roofing - Mule-Hide | Mule-Hide Products Co., Inc. EPDM roofing, insulation, and accessories. | ASCLMED | Sep 2025
07 5323 VRSC | Ethylene-Propylene-Diene-Monomer Roofing - Versico | Versico EPDM roofing; membrane, insulation , flashing , accessories . | ASCLMED | Sep 2025
07 5400.13 GAF | Thermoplastic and SBS Modified Bituminous Hybrid Roofing – GAF | Hybrid roofing, roof insulation, sheathing, and cover boards. | ASCLMED | Jan 2026
07 5419 CARL | PVC Thermoplastic Single-Ply Roofing - Carlisle | C arlilse SynTec Systems PVC roofing , insulation, and accessories . | ASCLMED | May 2022
07 5419 DURO | Polyvinyl-Chloride Roofing - Duro-Last | Single-ply PVC; insulation, vapor retarder, and cover boards. | ASCLMED | Feb 2025
07 5419 ELEVAT | Polyvinyl-Chloride Roofing (PVC) - Elevate | ++PVC roofing, roof insulation, metal flashings and edge trim. | ASCLMED | Apr 2026
07 5419 GAF | Polyvinyl-Chloride Roofing (PVC) – GAF | PVC roofing, roof insulation, sheathing, and cover boards. | ASCLMED | Jan 2026
07 5419 IBROOF | Polyvinyl-Chloride Roofing - IB Roofing | PVC roofing, insulation, and accessories. | ASCLMED | Jan 2024
07 5419 JMVLL | Polyvinyl-Chloride (PVC) Roofing - Johns Manville | Single-ply PVC roofing. | ASCLMED | Mar 2026
07 5419 MLHD | Polyvinyl-Chloride Roofing - Mule-Hide | Mule-Hide Products Co, Inc. PVC roofing, insulation, and accessories. | ASCLMED | Aug 2022
07 5419 SIKA | Polyvinyl-Chloride Roofing - Sika Roofing and Waterproofing | Single-ply PVC; insulation, vapor retarder, and cover boards. | ASCLMED | Sep 2025
07 5419 VRSC | Polyvinyl-Chloride Roofing - Versico | Versico PVC roofing; membrane, insulation , flashing , accessories . | ASCLMED | Sep 2025
07 5423 CARL | Thermoplastic Polyolefin (TPO) Membrane Roofing - Carlisle | C arlisle SynTec Systems TPO roofing , insulation , and accessories . | ASCLMED | May 2022
07 5423 ELEVAT | Thermoplastic-Polyolefin Roofing (TPO) - Elevate | ++ TPO roofing , roof insulation , metal flashings and edge trim. | ASCLMED | Mar 2026
07 5423 GAF | Thermoplastic-Polyolefin Roofing (TPO) - GAF | TPO roofing, roof insulation, sheathing, and cover boards. | ASCLMED | Jan 2026
07 5423 IKO | Thermoplastic-Polyolefin Membrane Roofing - IKO | Single-ply TPO; adhered, mechanically attached, and welded. | ASCMED | Jan 2026
07 5423 JMVLL | Thermoplastic-Polyolefin (TPO) Membrane Roofing - Johns Manville | Single-ply TPO roofing. | ASCLMED | Mar 2026
07 5423 MLHD | Thermoplastic-Polyolefin Roofing - Mule-Hide | Mule-Hide Products Co, Inc. TPO roofing, insulation, and accessories. | ASCLMED | Aug 2022
07 5423 VRSC | Thermoplastic-Polyolefin Roofing - Versico | Versico EPDM roofing; membrane, insulation , flashing , accessories . | ASCLMED | Sep 2025
07 5556.13 WRMEAD | Vegetated Protected Membrane Roofing - W. R. Meadows | Protection layers, root barriers, drainage, insulation, media, plants. | ASCLMED | Apr 2025
07 5563 ELEVAT | Vegetated Protected Membrane Roofing - Elevate | Elevate vegetated roofing, intensive and modular tray; irrigation. | ASCLMED | Apr 2026
07 6200 RIB | Sheet Metal Flashing and Trim | Flashing and trim associated with roofing and waterproofing membranes. | ASCLMEDW | Jan 2026
07 7123.11 JRHOE | Manufactured Gutters and Downspouts - J.R. Hoe | Cast-iron r ainwater downspout boots . | ASCLMED | Apr 2025
07 7200 RIB | Roof Accessories | ++ Factory-fabricated unit roof curbs, hatches and accessories. | AME | May 2026
07 7211.11 ANCHOR | Non-Penetrating Equipment Attachments - Anchor Products | Factory-fabricated equipment anchors with flashing trim . | ASCLMED | May 2026
07 7273 BRFXFR | Vegetated Roof Systems - Bioroof & Xeroflor Systems | Various vegetated roof systems. | ASCLMED | Aug 2024
07 7273 SIKA | Vegetated Roof Systems - Sika Roofing and Waterproofing |  | ASCLMED | Feb 2026
07 8400 RIB | Firestopping | ++ Products for closing openings in fire-rated walls, partitions, and floors. | AME | Apr 2026
07 8700 DSI | Smoke Containment Barriers - Door Systems, Inc. | Protective fire-rated woven cloth smoke and fire curtain assemblies . | ASCLMEDW | Nov 2024
07 8700 SGI | Smoke Containment Barriers - Smoke Guard, Inc. | Smoke Guard, Inc; various types of smoke and/or fire containment curtains. | ASCLMED | Oct 2024
07 8700 USSF | Smoke Containment Barriers - U.S. Smoke and Fire Corp | Fire-rated, woven cloth smoke curtains and smoke and fire curtains. | ASCLMED | Nov 2025
07 9100 RIB | Preformed Joint Seals | P re compress ed foam seal s , compression gaskets , preformed strip seals. | ACLME | Sep 2025
07 9200 DOW | Joint Sealants - DOW Silicones Corporation | Nonsag and self-leveling sealants, b ackers, and accessories . | ASCLMED | Jul 2022
07 9200 PCRA | Joint Sealants - Pecora | Pecora Corporation's non-sag and self-leveling sealants, b ackers, accessories . | ACLME | Nov 2025
07 9200 RIB | Joint Sealants | Nonsag/g unnable , pourable/self-leveling sealants, b ackers, and accessories . | ASCLME | May 2026
07 9213 DOW | Carbon-Neutral Elastomeric Joint Sealants - DOW Silicones Corporation | Carbon-neutral sealants, b ackers, and accessories . | ASCLMED | Sep 2025
07 9213 MOMENT | Silicone Joint Sealants - Momentive Performance Materials, Inc | Nonsag silicone sealants, including structural glazing sealant. | ASCLMED | May 2026
Openings |  | 67 Sections | Catalog | Updated
08 0671 RIB | Door Hardware Schedule | ++ Provides schedule of basic Door Hardware Sets to extent necessary for project. | ASCLMED | Jul 2022
08 1473.11 SRNTY | Interior Sliding Wood Doors - Serenity Sliding Door Systems | Serenity sliding door and track for interior use. | ASCLMED | May 2026
08 1473.13 SPCIAL | Sliding Door Systems - Special-Lite Inc |  | ASCLMED | May 2026
08 1700 SYNT | Integrated Door Opening Assemblies - Syntegra | Integrated door opening assemblies by Syntegra, LLC. | ASCLMED | Oct 2023
08 1753 AVNTI | Integrated Glass Door Opening Assemblies - Avanti | Avanti; oversized glass entryway hardware; handles, hinges, closure. | ASCLMED | Aug 2020
08 3313 CHI | Coiling Counter Doors - CHI Overhead Doors | Commercial quality; steel, stainless steel, and aluminum . | ASCLMED | Oct 2025
08 3313 OHD | Coiling Counter Doors - Overhead Door | Commercial quality; steel, stainless steel, aluminum, and wood. | ASCLMED | Dec 2025
08 3313 WD | Coiling Counter Doors - Wayne Dalton | Commercial quality; steel, stainless steel, aluminum, and wood. | ASCLMED | Dec 2025
08 3323 ASI | Overhead Coiling and Specialty Doors - ASI Doors | Overhead coiling and specialty doors ; aluminum, fiberglass, steel, and fabric . | ASCLMED | Sep 2021
08 3323 CHI | Overhead Coiling Doors - CHI Overhead Doors | Commercial quality; steel, stainless steel, and aluminum. | ASCLMED | Oct 2025
08 3323 HHPD | Overhead Coiling Doors - Hormann Flexon NA, LLC | Hörmann overhead coiling doors; includes metal and fabric . | ASCLMED | Mar 2026
08 3323 LWRNCE | Overhead Coiling Doors - Lawrence Doors, Inc | Coiling doors; slat, panel, corrosion-resistant, or counter types. | ASCLMED | May 2026
08 3323 OHD | Overhead Coiling Doors - Overhead Door | Industrial and commercial quality; steel, stainless steel, aluminum, and fabric. | ASCLMED | Dec 2025
08 3323 RYTC | Overhead Coiling Doors - Rytec | Rytec overhead high-speed coiling doors ; aluminum and fabric . | ASCLMED | Sep 2025
08 3323 WD | Overhead Coiling Doors - Wayne Dalton | Industrial and commercial quality steel, stainless steel, aluminu m , and fabric. | ASCLMED | Dec 2025
08 3323.13 OHD | Overhead Rapid Coiling Doors - Overhead Door | Overhead high-speed coiling doors by Overhead Door Corporation. | ASCLMED | Sep 2025
08 3323.13 WD | Overhead Rapid Coiling Doors - Wayne Dalton | Overhead high-speed coiling doors by Overhead Door Corporation. | ASCLMED | May 2025
08 3326 LWRNCE | Overhead Coiling Grilles - Lawrence Doors, Inc | Aluminum, stainless steel; tight-coil, counter, and insert options. | ASCLMED | May 2026
08 3326 OHD | Overhead Coiling Grilles - Overhead Door | Aluminum, steel, stainless steel; manual and electric . | ASCLMED | Dec 2025
08 3326 WD | Overhead Coiling Grilles - Wayne Dalton | Aluminum, steel, stainless steel; manual and electric. | ASCLMED | Dec 2025
08 3344 DSI | Overhead Coiling Fire Curtains - Door Systems Inc. | Protective fire-rated woven cloth smoke and fire curtain assemblies . | ASCLMED | Nov 2024
08 3344 USSF | Overhead Coiling Fire Curtains - U.S. Smoke and Fire Corp | Deployable, woven cloth smoke and fire curtain assemblies. | ASCLMED | Nov 2025
08 3421 RITE | Industrial Doors and Machine Guarding - Rite-Hite | ++ Rite-Hite solutions for industrial occupancies . | ASCLMED | Nov 2023
08 3473 IAC | Sound Control Door Assemblies - IAC Acoustics |  | ASCLMED | Feb 2026
08 3473 NOISEB | Sound Control Door Assemblies - Noise Barriers | Sound control doors and frames. | ASCLMED | Dec 2025
08 3513.23 WON | Accordion Folding Fire Doors - Won-Door | Accordion folding fire doors, automatic-closing operator, and UL labeled fire-rating. | ASCLMED | Oct 2025
08 3613 AMARR | Sectional Doors - Amarr Company | S teel and aluminum overhead sectional doors; manual and electric. | ASCLMED | May 2026
08 3613 OHD | Sectional Doors - Overhead Door | S teel and aluminum overhead sectional doors; manual and electric; glazing. | ASCLMED | Apr 2025
08 3613 WD | Sectional Doors - Wayne Dalton | Steel and aluminum overhead sectional doors; manual and electric; glazing. | ASCLMED | Sep 2025
08 3613.11 CHI | Commercial-Duty Sectional Doors - CHI Overhead Doors | S tee l and aluminum overhead sectional doors; manual and electric; glazin g. | ASCLMED | Oct 2025
08 3613.13 CHI | Residential-Duty Sectional Doors - CHI Overhead Doors | S tee l overhead sectional doors; manual and electric; glazing . | ASCLMED | Oct 2025
08 3617 POWL | Hydraulically Operated Doors - PowerLift | Hydraulically operated doors by PowerLift. | ASCLMED | Feb 2026
08 3800 SPCIAL | Traffic Doors - Special-Lite Inc | Self-closing doors ; for personnel and cart traffic; rigid. | ASCLMED | May 2026
08 4126 DRKB | All-Glass Entrances and Storefronts - Dormakaba | ++ Tempered glass with patch and rail fittings; swinging and sliding doors. | ASCLMED | Nov 2025
08 4227 AVNTI | Frameless Sliding Glass Doors - Avanti | Avanti; overhead hung; stainless steel track and hardware. | ASCLMED | Aug 2020
08 4229 DRKB | Automatic Entrances - Dormakaba | Packaged sliding or swinging doors, operators, and actuators. | ASCLMED | Jan 2025
08 4233 DRKB | Revolving Door Entrances - Dormakaba | Aluminum, stainless steel, bronze; manual and motor assisted. | ASCLMED | Mar 2025
08 4313 TRULIT | Aluminum-Framed Storefronts - Trulite | Glazed aluminum storefront with swing doors . | ASCLMED | May 2026
08 4413 TRULIT | Glazed Aluminum Curtain Walls - Trulite | Glazed aluminum curtain walls. | ASCLMED | May 2026
08 4435 ALUFLM | Fire-Rated Aluminum Glazing Assemblies - Aluflam North America | Protective glazing assemblies, including curtain wall and butt glazed. | ASCLMED | Feb 2026
08 4435 MCGROR | Fire-Rated Glazing Assemblies - McGrory Glass, Inc. | Single and multistory, interior and exterior protective assemblies. | ASCLMED | Mar 2026
08 4435 SAFTI | Fire-Rated Framed Glazed Assemblies - SAFTI | Single and multistory, interior and exterior fire-rated assemblies. | ASCLMED | Feb 2026
08 4503 EXTECH | Translucent Wall Assemblies - Extech | Polycarbonate glazed translucent wall panels in extruded aluminum framing. | ASCLMED | Nov 2023
08 4513 DUO | Structured-Polycarbonate-Panel Assemblies - Duo-Gard | Plastic cellular panel systems or plastic sheet assemblies . | ASCLMED | Jul 2025
08 4523 KALWL | Fiberglass-Sandwich-Panel Assemblies - Kalwall | Kalwall; insulated, translucent fiberglass wall and roof sandwich panel assemblies. | ASCLMED | May 2025
08 5659 RIB | Service and Teller Window Units | Transaction windows; pass-through devices . | ASCLME | Oct 2025
08 6223 SOLB | Tubular Daylighting Devices - Solatube - Brighten Up Series | ++ C ommercial daylighting devices, Brighten Up Series . | ASCLMED | Dec 2023
08 6223 SOLM | Tubular Daylighting Devices - Solatube - SolaMaster Series | ++ C ommercial daylighting devices, SolaMaster Series . | ASCLMED | Dec 2023
08 6223 SOLV | Tubular Daylighting Devices - Solatube - SkyVault Series | C ommercial daylighting devices, SkyVault Series . | ASCLMED | Dec 2023
08 6500 KALWL | Glazed Canopies - Kalwall | Glazed canopies with separate support structure. | ASCLMED | May 2025
08 7100 DRKB | Door Hardware - dormakaba Group | ++ Door hardware p roducts made by dormakaba group manufacturers . | ASCLMED | Aug 2025
08 7110 HAGER | Basis of Design Door Hardware - Hager | Hager Companies door hardware as basis of design. | ASCLMED | Feb 2025
08 7113 DRKB | Power Door Operators - Dormakaba | Door operators for swinging doors. | ASCLMED | Nov 2024
08 7123 GENIE | Commercial Door Operators - The Genie Company | Commercial door operators for overhead rolling, sectional, and counter doors. | ASCLMED | Sep 2025
08 7123 LIFT | Commercial Door Operators - LiftMaster | Commercial door operators for overhead rolling, sectional, and sliding doors. | ASCLMED | Jun 2025
08 7123 OHD | Commercial Door Operators - Overhead Door | Commercial door operators for overhead rolling, sectional, and counter doors. | ASCLMED | Sep 2025
08 7129 GRANT | Sliding and Folding Door Hardware - Hettich Grant | Hettich Grant sliding and folding door hardware; supplements 08 7100. | ASCLMED | Feb 2022
08 7516.13 WMC | Motorized Window Actuators - WindowMaster Clearline | Motorized window actuator control system. | ASCLMEDW | Jan 2025
08 8100 GUARD | Glass Glazing - Guardian | Glass glazing materials and glazing methods. | ASCLMEDW | Feb 2026
08 8800.11 UNICEL | Vision Control Glazing with Cord and String-Free Integral Louvers - Unicel |  | ASCLMED | Feb 2026
08 8813 MCGROR | Fire-Rated Glazing - McGrory Glass, Inc. | Several types of fire-protective and fire-resistive glass. | ASCLMED | Aug 2025
08 8813 SAFTI | Fire-Rated Glazing - SAFTI | Fire-protective and fire-resistive glazing for interior and exterior applications. | ASCLMED | Mar 2026
08 8836.11 HLO | Electronically Controlled Switchable Insulating Glass Units | Halio EC switchable IGU's. | ASCLMED | Mar 2025
08 8853 IMPACT | Security Glazing - Impact Security | Security polycarbonates and films for application over existing glass. | ASCLMED | Feb 2026
08 8853 MCGROR | Security Glazing - McGrory Glass, Inc. | Security polycarbonates for application with glass. | ASCLMED | Mar 2026
08 9100 RIB | Louvers | Operable, fixed, acoustical, and vertical or horizontal blade s ; with frame; with blank-off panels. | AME | Apr 2026
08 9200 RIB | Louvered Equipment Enclosures | Aluminum and steel screens for concealing equipment. | ALME | Mar 2026
Finishes |  | 55 Sections | Catalog | Updated
09 2116 NATION | Gypsum Board Assemblies - National Gypsum Company | Gypsum board, gypsum panel, and accessories . | ASCLMED | Feb 2026
09 2116 USG | Gypsum Board Assemblies - USG | USG g ypsum wallboard and other panel types, wall and ceiling framing, shaft wall. | ASCLMEDW | Jul 2025
09 2253 MULLIT | Sound Barrier Mullion Trim Cap - Mull-It-Over Products | Transitional trim from gypsum board to aluminum mullions. | ASCLMED | May 2024
09 2523 RIB | Lime Based Plastering | Lime based plastering (stucco). | ASCLMED | Jul 2022
09 2700 C4U | Plaster Fabrications - Ceilings4U | ++Plaster fabrications. | ASCLMED | Oct 2023
09 3000 MAPEI | Tiling - Mapei | Existing concrete resurfacing, repair, and strengthening. | ASCLMED | Aug 2025
09 3000 RIB | Tiling | All types of tile for floor, wall, base, and stair tread; setting materials. | ASCLMEDW | Mar 2026
09 5100 ARMSTR | Acoustical Ceilings - Armstrong | Acoustical ceilings, s uspension system s, and acoustical insulation. | ASCLMED | Aug 2025
09 5100 USG | Acoustical Ceilings - USG | ++Proprietary USG acoustical ceilings and s uspension system . | ASCLMED | Aug 2025
09 5111 FRASCH | Acoustical Linear Ceilings - Frasch | Acoustical linear ceiling units. | ASCLMED | Sep 2024
09 5133 NEL | Acoustical Metal Pan Ceilings - Nelson Industrial | Nelson Industrial acoustical panels and suspended ceiling systems. | ASCLMED | Oct 2021
09 5400 USG | Specialty Ceilings - USG | ++ USG specialty ceilings, suspended channel accents, formed metal wall panel system. | ASCLMEDW | Apr 2026
09 5416 RIB | Luminous Ceilings | Modular system or luminous infill panels with separate light source. | AME | Jun 2024
09 5416 USG | Luminous Ceilings - USG | USG modular system or luminous infill panels with separate light source. | ASCLMEDW | Jun 2024
09 5421 RIB | Metal Pan Ceilings | Suspended, prefinished, steel and aluminum ceiling and soffit systems. | ASCLMEDW | Aug 2025
09 5421 USG | Metal Pan Ceilings - USG | USG suspended, pre-finished, steel and aluminum ceiling and soffit systems. | ASCLMEDW | Apr 2026
09 5422 USG | Recycled Polyester Felt Ceilings - USG | Suspended Colortex ceiling and baffle systems from USG. | ASCLMEDW | Apr 2025
09 5423 USG | Linear Metal Ceilings - USG | USG suspended, pre-finished, aluminum linear ceiling and soffit systems. | ASCLMEDW | Jul 2025
09 5426 MADRID | Suspended Wood Ceilings - Madrid Acoustics | Suspended wood ceilings. | ASCLMED | Mar 2026
09 5426 USG | Suspended Wood Ceilings - USG | USG suspended wood ceilings and metal suspension system. | ASCLMEDW | Aug 2025
09 5800 RIB | Integrated Ceiling Assemblies | Suspension system, metal grid, acoustic panels, integral light fixtures, diffusers, etc. | AME | Jul 2022
09 5800 USG | Integrated Ceiling Assemblies - USG | ++ USG suspension system, various field and channel panels, integral light fixtures, diffusers, etc. | ASCLMEDW | Aug 2025
09 6519 KARN | Resilient Tile Flooring - Karndean | Solid and composite vinyl tiles and planks. | ASCLMED | May 2023
09 6519 KOL | Resilient Tile Flooring - Kolay Manufacturing | Solid and composite vinyl tiles and planks. | ASCLMED | Nov 2023
09 6519 MET | Resilient Tile Flooring - Metroflor | Metroflor's Aspecta Five Luxury Vinyl Tile. | ASCLMED | Aug 2020
09 6623 TERRAZ | Resinous Matrix Terrazzo Flooring - Terrazzco | Interior surface , epoxy matrix, bonded to concrete or plywood, field-formed and precast. | ASCLMED | Apr 2026
09 6700 RESIN | Fluid-Applied Flooring - Resinwerks | Fluid-applied flooring and base. | ASCLMED | Apr 2026
09 6700 RUSTLM | Fluid-Applied Flooring - Rust-Oleum |  | ASCLMED | Aug 2025
09 8322 QC | Acoustic Drapery - Quiet Curtains | Quiet Curtains brand acoustical drapery to block or absorb sound. | ASCLMED | Jul 2021
09 8413 TROY | Fixed Sound-Absorptive Panels - Troy Acoustics | Sound-absorptive and impact-resistant panels. | ASCLMED | Jan 2022
09 8414 MLFBCO | Acoustic Stretched-Fabric Wall and Ceiling Systems - Melfabco | Site-fabricated stretched-fabric panel system, concealed framing, acoustical core. | ASCLMED | Aug 2025
09 8414 NOVA | Acoustic Stretched-Fabric Wall and Ceiling Systems - Novawall | Novawall site-fabricated, concealed framing acoustical system. | ASCLMED | Aug 2020
09 8430 FRASCH | Sound-Absorbing Wall and Ceiling Units - Frasch | Sound-absorbing clouds, panels, and baffles. | ASCLMED | Feb 2026
09 8430 KNTIC | Sound-Absorbing Wall and Ceiling Units - Kinetics Noise Control | Sound-absorbing clouds, panels, and baffles. | ASCLMED | Oct 2025
09 8430 LAMVIN | Sound-Absorbing Wall and Ceiling Units - Lamvin, Inc | Sound-absorbing units - panels, clouds, and baffles. | ASCLMED | Oct 2025
09 8430 SOUND | Sound-Absorbing Wall and Ceiling Units - Sound Seal | Sound-absorbing units - panels, clouds, and baffles. | ASCLMED | Dec 2025
09 8431 ACSTIX | Sound-Absorbing and Sound-Reflecting Units - RealAcoustix | Sound-absorbing and sound-reflecting units. | ASCLMED | Feb 2026
09 9000 BEHR1 | Paints and Coating - Commercial Facility Guide Specification - Behr Paint Company | Painting and coating systems for commercial projects. | ASCLMED | Jun 2024
09 9000 BEHR2 | Painting and Coating - Hospitality Facility Guide Specification - Behr Paint Company | Painting and coating systems for hospitality projects. | ASCLMED | Jun 2024
09 9000 BEHR3 | Painting and Coating - K-12 Education Facility Guide Specification - Behr Paint Company | Painting and coating systems for K-12 education projects. | ASCLMED | Jun 2024
09 9000 BEHR4 | Painting and Coating - Healthcare Facility Guide Specification - Behr Paint Company | Painting and coating systems for healthcare projects. | ASCLMED | Jun 2024
09 9000 PITT1 | Painting and Coating - LEED v4.1/Green Product Guide Spec - PPG | PPG proprietary painting and coating systems for LEED v4.1/green projects. | ASCLMED | Jan 2026
09 9000 PITT2 | Painting and Coating - Healthcare Facility Guide Spec - PPG | PPG proprietary painting and coating systems for healthcare facilities. | ASCLMED | Jan 2026
09 9000 PITT3 | Painting and Coating - Hospitality Facility Guide Spec - PPG | PPG proprietary painting and coating systems for hospitality facilities. | ASCLMED | Jan 2026
09 9000 PITT5 | Painting and Coating - Commercial Guide Spec - PPG | PPG proprietary paintings and coatings for commercial projects. | ASCLMED | Mar 2026
09 9000 SW1 | Painting and Coating - Commercial Facility Guide Specification - Sherwin-Williams | S herwin-Williams painting and coating systems for commercial projects. | ASCLMED | May 2024
09 9000 SW2 | Painting and Coating - LEED V4.1/Green Product Guide Special Facility Guide Specification - Sherwin-Williams | S herwin-Williams painting and coating systems for LEED V4.1 projects. | ASCLMED | May 2024
09 9000 SW3 | Painting and Coating - Hospitality Facility Guide Specification - Sherwin-Williams | S herwin-Williams painting and coating systems for hospitality projects. | ASCLMED | May 2024
09 9000 SW4 | Painting and Coating - K-12 Education Facility Guide Specification - Sherwin-Williams | S herwin-Williams painting and coating systems for K-12 education projects. | ASCLMED | May 2024
09 9000 SW5 | Painting and Coating - Healthcare Facility Guide Specification - Sherwin-Williams | S herwin-Williams painting and coating systems for healthcare projects. | ASCLMED | May 2024
09 9113 RIB | Exterior Painting | ++ Exterior p aints on ordinary building surfaces & mechanical & electrical work. | ACLME | Apr 2026
09 9123 RIB | Interior Painting | ++ Interior p aints on ordinary building surfaces & mechanical & electrical work. | ACLME | Apr 2026
09 9300 BONA | Staining and Transparent Finishing - Bona | Bona proprietary staining and transparent finishing systems for wood. | ASCLMED | Jan 2023
09 9300 RIB | Staining and Transparent Finishing | S tains and transparent finishes on wood substrates; interior and exterior. | ACLME | May 2026
09 9668 KYNAR | Field-Applied Water-Based Fluoropolymer Coatings - Arkema | ++ Field-applied fluoropolymer coatings formulated by Arkema, Inc. | ASCLMED | Dec 2025
Specialties |  | 42 Sections | Catalog | Updated
10 1100 ASI | Visual Display Boards - ASI | Markerboards, chalkboards, glass markerboards, tackboards, and display cabinets. | ASCLMED | Jun 2026
10 1100 PLATNU | Visual Display Units - Platinum Visual Solutions | Combination sliding units, markerboards, display cases, tackable boards, and wall panels. | ASCLMED | May 2026
10 1200 RIB | Display Cases | Recessed or free-standing display cases with glass doors. | ASCLMED | Mar 2026
10 2113 AAMCO | Toilet Compartments - AAMCO All American Metal Corporation | Toilet compartments of various types and finishes. | ASCLMED | May 2026
10 2113 HDRIAN | Toilet Compartments - Hadrian | Metal, phenolic, and plastic toilet compartments ; urinal screens. | ASCLMED | Mar 2025
10 2113.13 ASI | Metal Toilet Compartments - ASI | Metal toilet compartments, urinal screens, and entrance screens. | ASCLMEDW | Apr 2026
10 2113.16 ASI | Plastic-Laminate-Clad Toilet Compartments - ASI | Plastic-laminate-clad toilet compartments and screens. | ASCLMEDW | Apr 2026
10 2113.17 ASI | Phenolic Toilet Compartments - ASI | Phenolic toilet compartments, urinal screens, and entrance screens. | ASCLMEDW | Apr 2026
10 2113.17 PSISC | Phenolic Toilet Compartments - PSiSC/Columbia | Phenolic toilet compartments ; floor-, wall-, ceiling-mounted; urinal screens. | ASCLMED | Mar 2026
10 2113.19 ASI | Plastic Toilet Compartments - ASI | Solid plastic toilet compartments, urinal screens, and entrance screens. | ASCLMEDW | Apr 2026
10 2219.63 AVNTI | Demountable Glass Partitions - Avanti | Avanti; Reusable, modular components; glass doors & frames. | ASCLMED | Apr 2022
10 2219.63 DRKB | Demountable Glass Partitions - Dormakaba | Reusable, modular components; doors, frames, insulation, and wall covering. | ASCLMED | Dec 2024
10 2219.63 SPCIAL | Demountable Glass Partitions - Special-Lite Inc | Reusable, modular components; doors, frames, and insulation. | ASCLMED | Jan 2026
10 2229 AVNTI | Full Height Glazed Partition System - Avanti | Avanti; single and double glazed, aluminum head and base channel. | ASCLMED | Aug 2020
10 2229 DRKB | Glazed Partition Systems - dormakaba | Reusable, modular components; doors, frames, insulation, and wall covering. | ASCLMED | Jan 2025
10 2229 OPTIMA | Glazed Partition Systems - Optima Products Ltd. | Glass partitions, single or double glazed, glass or wood doors. | ASCLMED | Nov 2025
10 2239.13 DRKB | Folding Glass-Panel Partitions - dormakaba | Horizontal or vertical opening interior folding glass-panel partitions. | ASCLMED | Apr 2025
10 2243.13 DRKB | Sliding Glass Partitions - dormakaba | Framless and framed sliding glass partitions. | ASCLMED | Feb 2025
10 2513 RIB | Patient Bed Service Walls | Patient bed locators and service walls. | AME | Jul 2022
10 2641 WACO | Ballistics Resistant Panels - Waco Composites | ArmorCore fiberglass ballistics-resistant panels by Waco Composites. | ASCLMED | May 2024
10 2800 ASI | Toilet, Bath, and Laundry Accessories - ASI | A cce s sories for toilet, shower, and bath by ASI. | ASCLMED | Apr 2026
10 2800 SANFLO | Toilet, Bath, and Laundry Accessories - Saniflow | Hand dryers and baby changing stations. | ASCLMED | Apr 2025
10 2800 SEACHR | Toilet, Bath, and Laundry Accessories - Seachrome Corporation | Commercial toilet and bath accessories. | ASCLMED | Mar 2026
10 2813 RBMAID | Toilet Accessories - Rubbermaid Commercial Products | A cce s sories for toilet and utility rooms. | ASCLMED | Apr 2024
10 2813 TSL | Toilet Accessories - The Splash Lab | A cce s sories for toilet rooms by The Splash Lab. | ASCLMED | Nov 2023
10 2814 EXCEL | Electric Hand Dryers - Excel | Electric hand dryers are included in this section. | ASCLMED | Sep 2025
10 4300 RIB | Emergency Aid Specialties | Automated external defibrillators (AEDs) and AED c abinets. | AME | Jun 2023
10 4400 RIB | Fire Protection Specialties | Fire extinguishers, cabinets, and mounting hardware. | AME | May 2026
10 5113 ASI | Metal Lockers - ASI Storage Solutions | Steel lockers, any configuration , benches , locks. | ASCLMED | Apr 2026
10 5126 ASI | HDPE Lockers - ASI Storage Solutions | Solid plastic high-density polyethylene (HDPE) l o ckers, any configuration; benches; locks. | ASCLMED | Apr 2026
10 5129 ASI | Phenolic Lockers - ASI Storage Solutions | Phenolic lockers, any configuration; benches; locks. | ASCLMED | Apr 2026
10 5129 PSISC | Phenolic Lockers - PSiSC/Columbia | Phenolic lockers; any configuration ; benches, lock s . | ASCLMED | Mar 2026
10 5526 LUXER1 | Parcel Lockers - Luxer One | Electronic parcel locker systems; interior and exterior. | ASCLMED | Aug 2025
10 7113.13 RIB | Exterior Shutters | Fixed and operable exterior shutters; vinyl, fiberglass, PVC, wood composite, w ood, polyurethane, aluminum. | ASCLMED | Jan 2025
10 7113.47 FRMMTL | Exterior Sun Control Devices - Form Metal Systems | Shop-fabricated exterior grilles and screens attached to structure. | ASCLMED | Oct 2025
10 7316.23 SHADFX | Fabric Canopies - ShadeFX | Fabric canopies, cabanas, and retractable cover systems. | ASCLMED | Sep 2025
10 7316.33 DUO | Glazed Canopies - Duo-Gard | Freestanding and attached glazed canopies, steel or aluminum structure. | ASCLMED | Jul 2025
10 7316.33 RIB | Glazed Canopies | Freestanding and attached glazed canopies, steel or aluminum structure. | ASCLMED | Mar 2026
10 7413 RIB | Exterior Clocks | Exterior clocks; automatic master clock controlled or manual remote reset controlled. | AME | Jul 2022
10 7449 RIB | Modular Landing and Ramp Systems | Recycled rubber accessible threshold and reducer ramps . | ASCLMED | Apr 2026
10 7500 CONCRD | Flagpoles - Concord American Flagpole |  | ASCLMED | Sep 2025
10 8113 RIB | Bird Control Devices | Devices to deter birds from entering or landing on building structure. | ASCLMED | Jul 2025
Equipment |  | 11 Sections | Catalog | Updated
11 1136 RIB | Vehicle Charging Equipment | Electric vehicle charging stations; AC Level 2 and DC Fast charging. | AME | May 2026
11 1136.21 SE | Electric Vehicle Charge Management Software - Schneider Electric EV Connect | EVSE charge management software and off-board charging hardware. | ASCLMEDW | Jun 2025
11 1233.11 LIFT | Commercial Barrier Gate Operators - Liftmaster | Parking access components. | ASCLMED | Jan 2026
11 1319 OHD | Stationary Loading Dock Equipment - Overhead Door | Stationary loading dock equipment, levelers, seals, and shelters. | ASCLMED | May 2025
11 1319 WD | Stationary Loading Dock Equipment - Wayne Dalton | Stationary loading dock equipment, levelers, seals, and shelters. | ASCLMED | May 2025
11 1400 DRKB | Pedestrian Control Equipment - Dormakaba | Optical, waist-height, and full-height turnstiles , as well as pedestrian gates. | ASCLMED | Jan 2026
11 1413.13 DRKB | Turnstiles - Dormakaba |  | ASCLMED | Jan 2026
11 1413.13 ZKT | Turnstiles - ZKTeco | Mechanical, optical, waist-high, and full-height turnstiles. | ASCLMED | Aug 2024
11 1413.15 DETEX | Optical Security Turnstiles and Gates - Detex Corporation | Optical turnstiles. | ASCLMED | Jan 2025
11 6143 KRIEGR | Stage Curtains - Fred Krieger | Types of stage curtain fabrics and curtain support track systems . | ASCLMED | Aug 2025
11 8123 RIB | Facade Access Equipment | Facade access equipment for maintenance. | ASCLMED | Oct 2025
Furnishings |  | 9 Sections | Catalog | Updated
12 2400 LUT2 | Window Shades - Lutron Serena/Triathlon | Lutron; motorized/manual roller and honeycomb shades and controls. | ASCLMED | Feb 2025
12 2400 LUT4 | Window Shades - Lutron QS Roller Shades - System | Lutron; proprietary motorized/manual roller shades and controls. | ASCLMEDW | Nov 2024
12 2400 LUT5 | Window Shades - Lutron QS Roller Shades - Standalone | Lutron; proprietary motorized/manual roller shades and controls. | ASCLMEDW | Nov 2024
12 2400 MECHO | Window Shades - MechoShade Systems | Mecho r oller window shades for interior applications ; manual and motorized. | ASCLMED | Nov 2024
12 2400 RIB | Window Shades | Manual and motorized r oller sh ades; shade fabric, hardware, and acccessories. | AME | May 2026
12 2400 ROLL | Window Shades - Rollease Acmeda Contract | Rollease Acmeda Contract: Roller shades, fabric, and hardware. | ASCLMED | Jul 2023
12 2509.13 LUT2 | Window Shade Control System - Lutron Solar Automation | Lutron automated solar adaptive window shade control system. | ASCLMEDW | Nov 2024
12 2600 RIB | Interior Daylighting Devices | Interior aluminum and fabric lightshelves. | ASCLMED | Aug 2025
12 3600 FORMIC | Countertops - Formica | Laminate countertops and matching vertical paneling . | ASCLMED | Mar 2026
Special Construction |  | 19 Sections | Catalog | Updated
13 1100 RIB | Swimming Pools | Prefabricated and shotcrete pools with accessories. | ACLME | May 2026
13 1713 RIB | Hot Tubs | Pre- fabricated hot tubs for installation on site . | ALME | Apr 2026
13 2113 RIB | Clean Rooms | ++ Hardwall and softwall cleanrooms and their components. | ASCLMED | Aug 2025
13 2126 RIB | Cold Storage Rooms | P refabricated , insulated , with wall/ceiling panels. | AME | Jul 2023
13 2129 RIB | Constant Temperature Rooms | Constant Temperature Rooms for research or manufacturing. | AME | Oct 2024
13 2129.13 RIB | Insectary Controlled Environment Rooms | Insectary Controlled Environment Rooms for research or production. | AME | Oct 2024
13 2416 RIB | Saunas | Shop-fabricated site-assembled or site-constructed; room enclosure, equipment. | AME | Jul 2025
13 2426 RIB | Steam Baths | Steam bath rooms and equipment. | AME | Sep 2025
13 3413 RIB | Glazed Structures | Glazed structures, including greenhouses, solariums, sunrooms, etc. | ASCLMED | Apr 2026
13 3423.11 SE | Fabricated Electrical Houses - Schneider Electric Power-Zone Center | Walk-in enclosures for equipment protection in outdoor/adverse environment. | ASCLMEDW | Mar 2025
13 4613 RIB | Lightning Protection for Structures | NFPA 780-based, UL or LPI; air terminals, conductors, grounding, & bonding. | ASCME | Jul 2024
13 4613.11 NVNT | Lightning Protection - nVent ERICO System 3000 | Air terminals, masts, and grounding system. | ASCLMEDW | Jan 2024
13 4619 NLP | Early Streamer Emission Lightning Protection - NLP Prevectron | NLP Prevectron ESE air terminals, masts, and grounding system. | ASCLMED | May 2022
13 4619 NVNT | Early Streamer Emission Lightning Protection - nVent ERICO System 1000 | ESE air terminals, masts, and grounding system. | ASCLMEDW | Jan 2024
13 4713 RIB | Cathodic Protection | Passive, underground corrosion protection using sacrificial anodes. | ACME | Jul 2022
13 4813 RIB | Manufactured Sound and Vibration Control Components | Manufactured sound and vibration components. | ASCLMED | Oct 2025
13 4823.11 LSP | Sound Control Assemblies with Composite Panel Facings - Life Science Products | Life Science Products, Inc; proprietary STC-3 Sound Control Assemblies. | ASCLMED | Sep 2022
13 4923 RIB | Integrated RFI/EMI Shielding Assemblies | ++ Custom, architecturally-integrated shielding. | ASME | Mar 2023
13 4926 RIB | Modular RFI/EMI Shielding Rooms | ++ Free-standing, demountable; manufacturer-designed. | AME | Oct 2024
Conveying Equipment |  | 2 Sections | Catalog | Updated
14 2100 OTIS | Electric Traction Elevators - Otis | Gearless electric traction elevators by Otis. | ASCLMED | Jul 2024
14 4523 UTRON | Vehicle Parking Lifts - Utron | Automated vehicle parking lifts allowing direct user access without attendant. | ASCLMED | Nov 2024
Fire Suppression |  | 16 Sections | Catalog | Updated
21 0500 RIB | Common Work Results for Fire Suppression | Pipe material s and fittings normally found in liquid fire protection systems. | ME | Feb 2026
21 0513 RIB | Common Motor Requirements for Fire Suppression Equipment | Electric motors and accessories supplied as part of fire suppression equipment. | ME | Jul 2022
21 0523 RIB | General-Duty Valves for Water-Based Fire-Suppression Piping | General-duty valves for water-based fire-suppression piping. | ME | Jun 2025
21 0533 RIB | Heat Tracing for Fire Suppression Piping | Electric heat tracing for wet fire suppression branch piping. | ME | Sep 2025
21 0548 RIB | Vibration and Seismic Controls for Fire Suppression Piping and Equipment | Vibration isolation and seismic control requirements and components for fire suppression work. | ME | Jul 2025
21 0553 RIB | Identification for Fire Suppression Piping and Equipment | Field-installed nameplates, labels; piping identification. | ME | Nov 2022
21 0716 RIB | Fire Suppression Equipment Insulation | Insulation for fire suppression equipment. | ME | Feb 2026
21 0719 RIB | Fire Suppression Piping Insulation | Thermal insulation; jackets; accessories. | ME | Feb 2026
21 1100 RIB | Facility Fire-Suppression Water-Service Piping | Facility fire-suppression water-service piping, joints, fittings, valves, fire department connections, | ME | Feb 2026
21 1200 RIB | Fire-Suppression Standpipes | Wet or dry standpipes; fire hose cabinets and hose; fire department connection. | ME | Feb 2026
21 1300 RIB | Fire-Suppression Sprinkler Systems | Automatic system; may be designed by a specialist sprinkler company. | ME | Jul 2022
21 1339 RIB | Foam-Water Systems | AFFF foam extinguishing systems for fuel and other hazards. | ME | Apr 2024
21 2200 RIB | Clean-Agent Fire-Extinguishing System | Clean agent or carbon dioxide fire-extinguishing system. | ME | Jul 2022
21 2300 RIB | Wet-Chemical Fire-Extinguishing System | Pre-engineered, fixed-pipe, automatic wet-chemical fire suppression system . | ME | Jul 2022
21 2400 RIB | Dry-Chemical Fire-Extinguishing System | Pre-engineered, fixed-pipe, automatic dry-chemical fire suppression system . | ME | Jul 2022
21 3000 RIB | Fire Pumps | Fire pumps; electric motor and diesel engine drivers; electric jockey pumps; controls. | ME | Apr 2026
Plumbing |  | 47 Sections | Catalog | Updated
22 0513 RIB | Common Motor Requirements for Plumbing Equipment | Electric motors and accessories supplied as part of plumbing equipment. | ME | Jul 2022
22 0516 RIB | Expansion Fittings and Loops for Plumbing Piping | Fittings and methods; thermal expansion and movement. | ME | Feb 2026
22 0517 RIB | Sleeves and Sleeve Seals for Plumbing Piping | The products covered in this section are pipe sleeves and manufactured sleeve-seal systems for the installation of plumbing piping through exterior walls and floor/ceiling assemblies. | ME | Apr 2026
22 0519 RIB | Meters and Gauges for Plumbing Piping | Liquid and gas meters, energy meters, rotameters, and gauges. | ME | Feb 2026
22 0523 RIB | General-Duty Valves for Plumbing Piping | General-duty valves for plumbing piping. | ME | Feb 2026
22 0529 RIB | Hangers and Supports for Plumbing Piping and Equipment | Support and attachment components for plumbing work. | ME | Nov 2025
22 0533 RIB | Heat Tracing for Plumbing Piping | Electric heat tracing for plumbing piping. | ME | Sep 2025
22 0548 RIB | Vibration and Seismic Controls for Plumbing Piping and Equipment | Vibration isolation and seismic control requirements and components for plumbing work. | ME | Jul 2025
22 0553 RIB | Identification for Plumbing Piping and Equipment | Identification for plumbing equipment, piping , and valves . | ME | Nov 2022
22 0716 RIB | Plumbing Equipment Insulation | Thermal insulation; jackets; accessories. | ME | Feb 2026
22 0719 RIB | Plumbing Piping Insulation | Thermal insulation; jackets; accessories. | ME | Feb 2026
22 0719.11 PLUMX | Under-Lavatory Pipe and Supply Covers - Plumberex | Plumberex; under-lavatory pipe and supply covers. | ASCLMED | Sep 2020
22 0913 RIB | Instrumentation and Control Devices for Plumbing | Devices normally found in pneumatic, digital, and electric control systems. | ME | Sep 2024
22 0934 RIB | Variable-Frequency Motor Controllers for Plumbing | For variable speed/torque control of AC motors. | ASCLME | Feb 2026
22 0973 AGS | Utility Emergency Detection, Alarm, and Control Systems - American Gas Safety | Utility control systems for gas, electric, and water. | ASCLMEDW | Sep 2025
22 1005 RIB | Plumbing Piping | S anitary (including s oil, waste, vent ) , domestic water, and storm wate r piping; disinfection. | CME | May 2026
22 1006 RIB | Plumbing Piping Specialties | Roof and floor drains; cleanouts; hose bibs; hydrants; backflow preventers; etc. | ME | Sep 2025
22 1119 RIB | Domestic Water Piping Specialties | Specialized valves and devices for use in domestic water systems. | ASCLMED | Jun 2026
22 1119.11 ARMSTR | Digital Master Mixing Valves - Armstrong | Digital master mixing valves and pre-piped mixing centers. | ASCLMED | Nov 2025
22 1123 RIB | Domestic Water Pumps | Water pumps for domestic service from utility or stored reserve. | AME | Sep 2025
22 1123.13 GRNFOS | Domestic-Water Packaged Booster Pumps - Grundfos | Packaged water pressure-booster pumps for domestic service. | ASCLMED | Jul 2023
22 1319 RIB | Sanitary Waste Piping Specialties | Drains and drainage specialties for sanitary waste piping systems. | ASCLMED | Mar 2026
22 1319.13 GDT | Sanitary Drains - Global Drain Technologies | Specialty drains for use in sanitary waste systems. | ASCLMED | May 2026
22 1319.15 FSD | Stainless Steel Drains for Food and Beverage Operations - FoodSafe Drains | Stainless steel drains specifically for use in food and beverage facilities. | ASCLMEDW | Feb 2026
22 1323 RIB | Sanitary Waste Interceptors | Grease interceptors, oil and sand-oil interceptors, and solids interceptors. | ASCLMED | Mar 2026
22 1329 RIB | Sanitary Sewerage Pumps | Sanitary sewerage pumps for drain and wastewater removal. | AME | Sep 2025
22 1343 RIB | Facility Packaged Sewage Pumping Stations | Wet well; solids handling, grinder pumps: submersible, or above/beside. | ACMEW | Apr 2024
22 1423 RIB | Storm Drainage Piping Specialties | Drains and drainage specialties for storm drainage piping systems. | ASCLMED | Mar 2026
22 1426.21 LND | Facility Slot and Trench Drains - Landscape Drains | Slot and trench drains for stormwater drainage of exterior surfaces. | ASCLMED | May 2026
22 1429 RIB | Sump Pumps | Sump pumps for drain and storm water removal. | AME | Sep 2025
22 1500 RIB | General-Service Compressed-Air Systems | R eciprocating and screw air compressors and piping for general service. | ME | May 2026
22 3000 RIB | Plumbing Equipment | Plumbing equipment. | ME | Jun 2026
22 3436 ARMSTR | Commercial Gas Domestic Water Heaters - Armstrong |  | ASCLMED | Mar 2026
22 4000 RIB | Plumbing Fixtures | Typical commercial and residential plumbing fixtures and trim. | AME | Apr 2026
22 4000 STERN | Plumbing Fixtures - Stern Engineering | T ouch-free commercial plumbing fixtures. | ASCLMED | May 2026
22 4000 TSL | Plumbing Fixtures - The Splash Lab | High-end commercial plumbing fixtures, trim, and accessories. | ASCLMED | Sep 2025
22 4017 RIB | Bathtubs and Showers | Typical commercial and residential bathtubs, showers, and trim. | AME | Mar 2026
22 4216.13 EXCEL | Commercial Lavatories - Excel Dryer, Inc | High-end commercial lavatories and sensor-operated hand dryers. | ASCLMEDW | Aug 2025
22 4300 RIB | Healthcare Plumbing Fixtures |  | AME | Jan 2026
22 4500 RIB | Emergency Plumbing Fixtures | Emergency plumbing fixtures for industrial buildings and chemical laboratories. | ASME | Sep 2025
22 4600 RIB | Security Plumbing Fixtures | Security plumbing fixtures for institutional occupancies. | ASCLMED | Mar 2026
22 4700 ELKAY | Drinking Fountains and Water Coolers - Elkay | Elkay electric water coolers, drinking fountains, and bottle fillers. | ASCLMED | Feb 2026
22 5100 RIB | Swimming Pool Plumbing Systems | Piping and equipment that is normally installed by a single installer. | LME | Sep 2025
22 6000 RIB | Gas and Vacuum Systems for Laboratory and Healthcare Facilities | Products to distribute and manage medical and laboratory gas, air, and vacuum systems. | ME | Feb 2026
22 6200 ACORN | Vacuum Plumbing Systems - AcornVac | Vacuum plumbing systems- parts, accessories, controls. | ASCLMED | Sep 2020
22 6600 RIB | Chemical-Waste Systems for Laboratory and Healthcare Facilities | Acid-resistant piping, fittings, tanks, and leak detection systems. | ME | Feb 2026
22 6713 IPEX | Processed Water Piping for Laboratories and Healthcare Facilities - IPEX | Specialty piping and valves for use in RO, DI, and other processed water systems. | ASCLMED | Mar 2026
Heating, Ventilating, and Air-Conditioning (HVAC) |  | 120 Sections | Catalog | Updated
23 0130.51 RIB | HVAC Air-Distribution System Cleaning | ++ Duct and equipment cleaning; testing and inspection. | AME | Jul 2022
23 0513 RIB | Common Motor Requirements for HVAC Equipment | Electric motors and accessories normally supplied as part of HVAC equipment. | ME | Jul 2022
23 0516 RIB | Expansion Fittings and Loops for HVAC Piping | Fittings and practices to compensate for thermal expansion and other movement. | ME | Feb 2026
23 0517 RIB | Sleeves and Sleeve Seals for HVAC Piping | The products covered in this section are pipe sleeves and manufactured sleeve-seal systems for the installation of HVAC piping through exterior walls and floor/ceiling assemblies. | ME | Feb 2025
23 0519 RIB | Meters and Gauges for HVAC Piping | Fixed measuring devices showing local indication of conditions. | ME | Feb 2026
23 0523 RIB | General-Duty Valves for HVAC Piping | General-duty valves for HVAC piping. | ME | Feb 2026
23 0529 RIB | Hangers and Supports for HVAC Piping and Equipment | Support and attachment components for HVAC piping, hydronic piping, and equipment. | ME | May 2026
23 0533 RIB | Heat Tracing for HVAC Piping | Electric heat tracing for HVAC piping. | ME | Sep 2025
23 0548 KNTIC | Vibration and Seismic Controls for HVAC - Kinetics Noise Control | Vibration isolation and seismic/wind restraints. | ASCLMEDW | Oct 2024
23 0548 MASON | Vibration and Seismic Controls for HVAC - Mason | Mason; proprietary vibration isolation and seismic control requirements. | ASCLMED | Apr 2023
23 0548 RIB | Vibration and Seismic Controls for HVAC | Vibration isolation and seismic control requirements and components for HVAC work. | ME | Oct 2025
23 0553 RIB | Identification for HVAC Piping and Equipment | Field-installed nameplates, labels; piping identification. | ME | Nov 2022
23 0566 RIB | Anti-Microbial Ultraviolet Emitters for HVAC Ducts and Equipment | UV-C a ir and s urface s anitiz ing d evices . | ME | Jan 1990
23 0593 RIB | Testing, Adjusting, and Balancing for HVAC | ++ Air and water systems testing, adjusting, and balancing. | ME | Nov 2025
23 0713 RIB | Duct Insulation | Thermal and acoustic insulation; jackets; for ducts and air handling devices. | ME | Apr 2026
23 0716 RIB | HVAC Equipment Insulation | Thermal insulation; jackets; accessories. | ME | Feb 2026
23 0719 AIREX | HVAC Piping Insulation - Airex | Airex; proprietary HVAC piping insulation. | ASCLMED | Apr 2022
23 0719 RIB | HVAC Piping Insulation | Thermal insulation; jackets; accessories. | ME | Feb 2026
23 0800 RIB | Commissioning of HVAC | Scope, objectives, procedures, Contractor's responsibilities. | ME | Aug 2025
23 0913 RIB | Instrumentation and Control Devices for HVAC | Sensors and control devices for HVAC equipment systems. | ME | Apr 2026
23 0913 SE | Instrumentation and Control Devices for HVAC - Schneider Electric | Instrumentation and control devices for HVAC equipment and systems. | ASCLMEDW | Oct 2025
23 0923 RIB | Direct-Digital Control System for HVAC | Components and software for a direct digital HVAC control system. | ME | Jun 2023
23 0923 SE | Direct-Digital Control System for HVAC - Schneider Electric | Controllers for HVAC equipment and systems. | ASCLMEDW | Oct 2025
23 0924 WMC | Natural Ventilation System - WindowMaster Clearline | Natural ventilation control system for motorized window actuators. | ASCLMEDW | Jan 2025
23 0934 RIB | Variable-Frequency Motor Controllers for HVAC | For variable speed/torque control of AC motors. | ME | Jun 2026
23 0943 RIB | Pneumatic Control System for HVAC | All types of devices normally found in a complete pneumatic control system. | ME | Jul 2022
23 0973 AGS | Utility Emergency Detection, Alarm, and Control Systems - American Gas Safety | Utility control systems for gas, electric, and water. | ASCLMEDW | Sep 2025
23 0993 RIB | Sequence of Operations for HVAC Controls | To be used for description of overall operation, coordinating all HVAC sections. | ME | Jul 2022
23 1113 RIB | Facility Fuel-Oil Piping | Tanks, piping, fittings, pumps, and valves. | CME | Feb 2026
23 1123 RIB | Facility Natural-Gas Piping | N atural gas piping. | CME | Apr 2026
23 1126 RIB | Facility Liquefied-Petroleum Gas Piping | Liquefied-petroleum gas piping. . | CME | Feb 2026
23 2113 RIB | Hydronic Piping | Heating, glycol, chilled water, condenser water, and engine exhaust piping systems. | ME | May 2026
23 2113.33 RIB | Ground-Loop Heat-Pump Piping | ++ Ground-coupled heat exchangers; polyethylene or copper piping. | ACME | Jul 2022
23 2114 RIB | Hydronic Specialties | Expansion tanks; air vents; relief valves; strainers; flow indicators; air separators; etc. | ME | Aug 2025
23 2123 GRNFOS | Hydronic Pumps - Grundfos | Packaged water pumping system for HVAC service. | ASCLMEDW | Jan 2024
23 2123 RIB | Hydronic Pumps | Centrifugal pumps and accessories normally encountered in hydronic systems. | ME | Sep 2025
23 2124 GRNFOS | Distributed Pumping System - Grundfos | Grundfos distributed pumping system for HVAC applications. | ASCLMEDW | Mar 2024
23 2213 RIB | Steam and Condensate Heating Piping | Pipe materials, fittings, and valves normally encountered. | ME | Feb 2026
23 2214 RIB | Steam and Condensate Heating Specialties | Traps; air vents; tanks; boiler feed units; condensate return pumps; valves; etc. | ME | Jan 1990
23 2300 RIB | Refrigerant Piping | Piping and piping specialties normally found in built-up refrigerant systems. | ME | Apr 2026
23 2500 RIB | HVAC Water Treatment | Equipment/materials for cleaning and treating HVAC hydronic and steam systems. | ME | May 2026
23 3100 FLEX | HVAC Ducts and Casings - Flexmaster | Flexible air ducts, connectors, and saddle taps. | ASCLMEDW | Sep 2025
23 3100 RIB | HVAC Ducts and Casings | Metal, non-metal, buried, and kitchen hood plenum ducts and casings. | ME | Apr 2026
23 3300 RIB | Air Duct Accessories | Backdraft, c ontrol, smoke, fire , combination fire/smoke, and industrial blast-suppression dampers ; access doors, test holes, air turning devices , and flexible duct connections . | ASCLMED | Apr 2026
23 3319 RIB | Duct Silencers | Duct and cross-talk silencers, acoustic housings, duct lagging, acoustical louvers. | ME | May 2026
23 3413 RIB | Axial HVAC Fans | Vaneaxial, tubeaxial, propeller; motors and drives. | ME | Mar 2026
23 3416 RIB | Centrifugal HVAC Fans | Backward inclined, forward curved, airfoil wheel , radial, bearings and drives, motors, and accessories . | ME | Jul 2022
23 3419 RIB | Smoke Control Systems | Smoke control systems for stairwell and elevator pressurization. | ME | Jun 2024
23 3423 RIB | HVAC Power Ventilators | Roof and wall exhausters; cabinet and ceiling exhaust fans. | ME | May 2026
23 3424 RIB | Circulation Fans | High-volume personnel cooling fans. | ME | Sep 2025
23 3433 PAI | Air Curtains - Powered Aire | Architectural, commercial, and industrial air curtains. | ASCLMEDW | Jun 2025
23 3433 RIB | Air Curtains | For door and window openings to reduce heating/cooling losses, wind gusts, pests. | ME | Apr 2025
23 3439 RIB | High-Volume, Low-Speed Propeller Fans | High-volume, low-speed propeller fans . | ME | Jan 2025
23 3501 RIB | Dryer-Vent Exhaust Collection Systems | M anufactured products; Dryer-vent exhaust collection systems . | ME | Jul 2022
23 3510 RIB | Draft Control Systems | M anufactured products; draft control systems and accessories for stairwell and elevator pressurization . | ME | Jun 2024
23 3513 RIB | Dust Collection Systems | Equipment, ducts, and accessories; complete system. | ME | May 2025
23 3516 RIB | Engine Exhaust Systems | Ductwork, fittings and equipment; complete system for motor vehicle tailpipe exhaust in enclosed vehicle maintenance areas . | ME | Apr 2026
23 3600 RIB | Air Terminal Units | Various types of air terminal units. | ME | Dec 2024
23 3700 RIB | Air Outlets and Inlets | Roof, wall, floor diffusers; registers, grilles, louvers , louvered penthouses; roof hoods , goosenecks, gravity ventilators. | ME | Apr 2026
23 3813 RIB | Commercial-Kitchen Hoods | Grease extracting, grease filter, condensate type; duct connections; fire extinguishing. | AME | Oct 2025
23 4000 RIB | HVAC Air Cleaning Devices | Air filters and air cleaning devices. | ME | Dec 2025
23 4000 WLLAIR | HVAC Air Cleaning Devices - ProtectED | WellAir air cleaning devices licensed and distributed exclusively by Protect¦ED. | ASCLMEDW | Mar 2023
23 5100 RIB | Breechings, Chimneys, and Stacks | Built-up and manufactured products; vent dampers; induced draft fans. | ME | Aug 2025
23 5213 ACME | Electric Boilers - ACME | Electric, packaged hot water and steam boilers. | ASCLMED | Sep 2025
23 5213 RIB | Electric Boilers | Packaged hot water/steam boilers; controls. | ME | Jun 2026
23 5216 RIB | Condensing Boilers | Packaged hot water ; trim; fuel burning system; controls; natural gas, propane , or fuel oil; indoor or outdoor. | ME | Jun 2026
23 5223 RIB | Cast-Iron Boilers | Packaged boilers, controls, and boiler trim accessories; hot water/steam generation. | ME | Jul 2022
23 5233 RIB | Water-Tube Boilers | Packaged or field assembled water / team; burners; controls; natural gas, propane, fuel oil. | ME | Nov 2024
23 5233.13 RIB | Finned Water-Tube Boilers | Packaged hot water boilers, controls, and accessories. | ME | Jul 2022
23 5233.16 RIB | Steel Water-Tube Boilers | Packaged hot water/steam; power burners; controls; natural gas, propane, fuel oil. | ME | Jul 2022
23 5239.13 RIB | Scotch Marine Boilers | Oil/gas fire-tube boilers, boiler trim, and connections. | ME | Jul 2022
23 5400 RIB | Furnaces | Gas, oil, and electric; with optional economizer, humidifiers, air cleaners. | ME | Mar 2026
23 5413 OUE | Electric-Resistance Furnaces - Ouellet | Electric resistance furnaces. | ASCLMED | Mar 2026
23 5533 RIB | Fuel-Fired Unit Heaters | Unit heaters, industrial heaters, duct furnaces, infrared heaters; packaged units. | ME | May 2026
23 5613.13 RIB | Heating Solar Flat-Plate Collectors | Collectors, controls, pumps, valves, chemical treatment. | ME | Jun 2026
23 5700 RIB | Heat Exchangers for HVAC | Shell and tube type; plate type; common accessories. | ME | Jun 2026
23 6100 RIB | Refrigerant Compressors | Packaged compressors; controls and motor starters. | ME | Jan 2025
23 6213 RIB | Packaged Air-Cooled Refrigerant Compressor and Condenser Units | Outdoor; enclosure, refrigerant compressors, condensing coils and fans, controls. | ME | Jan 2025
23 6313 RIB | Air Cooled Refrigerant Condensers | Packaged condensers, controls, starters, connections. | ME | Jan 2025
23 6413 RIB | Absorption Water Chillers | Packaged; lithium bromide refrigerant; gas/oil/steam/hot water heat source; controls. | ME | Jan 2025
23 6416 RIB | Centrifugal Water Chillers | Packaged centrifugal compressor, water cooled condenser. | ME | Jan 2025
23 6423 RIB | Scroll Water Chillers | Packaged, water/air-cooled scroll type; for indoor and outdoor use. | ME | Aug 2025
23 6426 RIB | Rotary-Screw Water Chillers | Packaged, water/air-cooled rotary screw type; for indoor and outdoor use. | ME | Aug 2025
23 6433 RIB | Modular Water Chillers | Packaged, water/air-cooled modular type; for indoor and outdoor use. | ME | Aug 2025
23 6513 RIB | Forced-Draft Cooling Towers | Steel, blow-through; fan, fill, controls; framework, safety railing, ladder. | ME | Jul 2022
23 6514 RIB | Induced-Draft Cooling Towers | Steel, fan, fill, controls; framework, ladder, and safety railing. | ME | Jul 2022
23 6516 RIB | Natural-Draft Cooling Towers | Wood, steel, fiberglass; fans, fill, controls; framework, safety railing, ladder. | ME | Jul 2022
23 6522 RIB | Ejector Cooling Towers | Packaged, steel, parallel flow, blow-through, water injection process; controls. | ME | Jul 2022
23 6533 RIB | Liquid Coolers | Packaged liquid coolers using evaporative cooling; circulating pump; accessories. | ME | Jul 2022
23 7200 RIB | Air-to-Air Energy Recovery Equipment | Air-to-air heat or energy recovery ventilation equipment. | ME | Mar 2026
23 7223 OUE | Packaged Air-to-Air Energy-Recovery Units - Ouellet | Packaged air-to-air energy-recovery units. | ASCLMED | Mar 2026
23 7223 RIB | Packaged Air-to-Air Energy Recovery Units | Dessicant wheel type. | ME | Mar 2026
23 7313 RIB | Modular Indoor Central-Station Air-Handling Units | Modular packaged units; coils, mixing boxes, filters, dampers, humidifiers. | ME | Jan 2025
23 7413 RIB | Packaged Outdoor Central-Station Air-Handling Units | Self-contained; electric cooling; gas, electric, or heat pump heating; controls. | ASCLMEDW | Jan 2025
23 7416 RIB | Packaged Rooftop Air-Conditioning Units | Unitary rooftop equipment. | ME | Jan 2025
23 7433 RIB | Dedicated Outdoor Air Units | Indoor and outdoor mount dedicated outdoor air systems (DOAS). | ME | Mar 2026
23 7700 BROAN | Residential Ventilation and Indoor Air Quality Equipment - BROAN NUTONE | Residential energy/heat recovery ventilators and related equipment. | ASCLMED | Dec 2024
23 8113 RIB | Packaged Terminal Air-Conditioners | Packaged indoor refrigerant units; water cooled or external air cooled condenser. | ME | Jan 2025
23 8119 RIB | Self-Contained Air-Conditioners | Free standing or through-the-wall; air conditioning and heat pump units; controls. | ME | Aug 2025
23 8124 RIB | Computer Room Air Conditioners - Floor Mounted | Floor mounted units specifically designed for computer rooms. | ME | Jan 2025
23 8125 RIB | Computer Room Air Conditioners - Ceiling Mounted | Ceiling mounted units specifically designed for computer rooms. | ME | Jan 2025
23 8126.13 RIB | Small-Capacity Split-System Air Conditioners | ++ Matched indoor/outdoor units; furnace, AC, air- and water-source heat pumps. | ME | Mar 2026
23 8129 RIB | Variable Refrigerant Flow HVAC Systems | Highly efficient heat pump and heat recovery systems; long piping runs possible. | ME | Oct 2025
23 8146 RIB | Water-Source Unitary Heat Pumps | ++Water-source (water-to-air) unitary heat pumps (terminal units) . | ME | Aug 2025
23 8149 RIB | Ground-Source Unitary Heat Pumps | ++Closed-loop, ground-source, water-to-air, unitary heat pumps (terminal units) . | ME | Aug 2025
23 8200 OUE | Convection Heating and Cooling Units - Ouellet | Baseboard heaters, convectors, and unit heaters. | ASCLMED | Mar 2026
23 8200 RIB | Convection Heating and Cooling Units | Terminal units with water, steam, electric, and refrigerant coils. | ME | Mar 2026
23 8214 RIB | Chilled Beams | Chilled beam terminal units for DOAS (dedicated outdoor air system) applications. | ME | Jul 2022
23 8216 RIB | Air Coils | Air system coils; water, glycol/water, steam, and halon; electric heating coils. | ME | Dec 2024
23 8241 RIB | Water-to-Water Heat Pumps | Closed-loop, ground-source, water-to-water heat pumps. | ME | Aug 2025
23 8300 OUE | Radiant Heating and Cooling Units - Ouellet | Radiant heaters and h eating cables. | ASCLMED | Mar 2026
23 8300 RIB | Radiant Heating and Cooling Units | Hydronic and electric radiant heating units. | ME | Jun 2026
23 8413 RIB | Humidifiers | Wetted media humidifiers and evaporative coolers; for installation in equipment. | ME | Apr 2025
23 8413.13 RIB | Heated-Pan Humidifiers | Heated - pan humidifiers using hot water, steam, or electricity for heat source. | ME | Apr 2025
23 8413.15 RIB | Adiabatic Humidifiers | Atomizing humidifiers and wetted evaporative-pad humidifiers. | ME | Apr 2025
23 8413.23 RIB | Direct-Steam-Injection Humidifiers | Units that utilize steam generated from a boiler. | ME | Apr 2025
23 8413.29 RIB | Self-Contained Humidifiers | Units that use heat or fuel source to generate steam. | ME | Apr 2025
23 8413.53 RIB | Dispersion for Humidifiers | Dispersion components for humidifiers. | ME | Apr 2025
23 8415 RIB | Steam Humidifiers | Steam humidifiers consisting of dry steam and electrode steam humidifiers. External steam sources may be any steam generating system. Electrode steam humidifiers generate their own steam. | ME | Apr 2025
23 8417 RIB | Sprayed Coil Dehumidifiers | Packaged; for central air handling units; optional spray pumps. | ME | Jan 2025
Integrated Automation |  | 27 Sections | Catalog | Updated
25 0190 RIB | Diagnostic System for Integrated Automation | Automated fault detection and diagnostics (AFDD) software-module for HVAC&R systems. | ME | Jul 2022
25 0500 RIB | Common Work Results for Integrated Automation | Common work results and procedures applicable only to Division 25. | ME | Aug 2025
25 0800 RIB | Commissioning of Integrated Automation | Integrated automation commissioning requirements. | ME | Aug 2025
25 1113 RIB | Integrated Automation Network Servers | Network servers, hardware and software requirements. | SME | Jul 2022
25 1116 RIB | Integrated Automation Network Routers, Bridges, Switches, Hubs, and Modems | Network communication-linking devices: routers, bridges, switches, hubs, and modems. | SME | Jul 2022
25 1119 RIB | Integrated Automation Network Workstations | Network workstations, hardware and software requirements. | SME | Jul 2022
25 1200 RIB | Integrated Automation Network Gateways | Network gateway (data protocol converter). | SME | Sep 2023
25 1223 RIB | Client-Server Information/Database Integration Network Gateways | Database gateway (data protocol converter). | SME | Jul 2022
25 1400 DELTA | Integrated Automation Local Control Units - Delta Controls | Proprietary Delta Controls products for HVAC applications. | ASCLMED | Jan 2025
25 1400 KMC | Integrated Automation Local Control Units - KMC Niagara | Local controllers for commercial and industrial HVAC applications. | ASCLMED | Oct 2023
25 1400 RIB | Integrated Automation Local Control Units | Local control units (c ontrollers) suitable for commercial, institutional, and industrial HVAC applications. | ME | Apr 2024
25 1500 DELTA | Integrated Automation Software - Delta Controls | Proprietary Delta Controls I ntegrated automation software. | ASCLMED | Jan 2025
25 1500 RIB | Integrated Automation Software | Integrated automation software. | SME | Sep 2023
25 1500 SE | Integrated Building Automation System - Schneider Electric | Intelligent building management system (iBMS). | ASCLMEDW | Oct 2025
25 3500 RIB | Integrated Automation Instrumentation and Terminal Devices for HVAC | HVAC terminal device (screen) for single controller or small network. | ME | Jul 2022
25 3513 RIB | Integrated Automation Actuators and Operators | Actuators and operators for valves and dampers. | ME | Mar 2023
25 3516 RIB | Integrated Automation Sensors and Transmitters | Sensors, transmitters, thermostats, and switches with related accessories. | ME | Apr 2024
25 3519 RIB | Integrated Automation Control Valves | Control valves of the solenoid, zone, globe, ball and butterfly types for HVAC applications. | ME | Oct 2025
25 3523 RIB | Integrated Automation Control Dampers | Control dampers, adjustable louvers, damper-louver assembly, smoke dampers, and fire control dampers for HVAC applications. | ME | May 2025
25 3526 RIB | Integrated Automation Compressed Air Supply | Compressed air supply in terms of production (system), distribution (piping), and delivery. | ME | Apr 2026
25 3600 RIB | Integrated Automation Instrumentation and Terminal Devices for Electrical Systems | Utility management system | SME | Jul 2022
25 3613 RIB | Integrated Automation Power Meters | Smart power meters of the AMR (one-way), AMI (two-way), and power-quality-AMI types. | SME | Dec 2022
25 3616 RIB | Integrated Automation kW Transducers | Kilowatt (kW) power load or electric demand transducers (readers). | SME | Jul 2022
25 3619 RIB | Integrated Automation Current Sensors | Current sensors for electrical power load transducers (readers). | SME | Jul 2022
25 3623 RIB | Integrated Automation Battery Monitors | Central battery monitoring system. | SME | Jul 2022
25 3626 RIB | Integrated Automation Lighting Relays | Switch operated lighting control relays. | SME | Jul 2022
25 3629 RIB | Integrated Automation UPS Monitors | Hardware and software-based products for remote UPS monitoring. | SME | Jul 2022
Electrical |  | 141 Sections | Catalog | Updated
26 0160.13 SE | Maintenance Services for Electrical Distribution Equipment - Schneider Electric EcoCare | Condition monitoring, predictive, preventive, and corrective services; subscription-based. | ASCLMEDW | Apr 2025
26 0160.15 SE | Transformer Monitoring Services - Schneider Electric EcoStruxure Transformer Expert | Monitoring system with sensors for MV liquid-filled transformers. | ASCLMEDW | Jan 2025
26 0160.23 SE | Digital Modeling and Monitoring Services - Schneider Electric Digital Twin | Digital twin platform for conceptual design, engineering, and system control. | ASCLMEDW | Mar 2025
26 0505 RIB | Selective Demolition for Electrical | Removal and abandonment of wiring, conduit, and equipment. | ME | Jul 2022
26 0513 RIB | Medium-Voltage Cables | Cable and accessories, for systems rated above 600 volts to 35,000 volts. | ME | Jul 2022
26 0519 RIB | Low-Voltage Electrical Power Conductors and Cables | Conductors, cables, wiring connectors, accessories for 600 V and less. | ME | Apr 2026
26 0519.13 RIB | Undercarpet Electrical Power Cables | Flat cable and fittings for undercarpet power and communications distribution. | ME | Jul 2022
26 0526 RIB | Grounding and Bonding for Electrical Systems | General requirements and basic components. | ME | May 2024
26 0529 RIB | Hangers and Supports for Electrical Systems | Support and attachment components for electrical work. | ME | Nov 2025
26 0533.13 RIB | Conduit for Electrical Systems | Electrical conduit and tubing, fittings, accessories. | ME | Apr 2026
26 0533.14 STI | High-Performance Raceways for Electrical Systems - Steel Tube Institute | Steel conduit/tubing for high-performance applications . | ASCLMED | Mar 2023
26 0533.16 RIB | Boxes for Electrical Systems | Outlet, junction, pull, and floor boxes; cabinets; underground enclosures | ME | May 2025
26 0533.23 RIB | Surface Raceways for Electrical Systems | Surface raceway systems, wireway, and wall duct. | ME | May 2024
26 0536 RIB | Cable Trays for Electrical Systems | Metal and fiberglass cable tray systems for electrical systems. | ME | Sep 2024
26 0539 RIB | Underfloor Raceways for Electrical Systems | Underfloor ducts, cellular underfloor raceway, and service fittings. | ME | Mar 2023
26 0548 RIB | Vibration and Seismic Controls for Electrical Systems | Vibration isolation and seismic control requirements and components for electrical work. | ASCLMED | Jul 2025
26 0553 RIB | Identification for Electrical Systems | Field-installed nameplates, labels, etc., for equipment, wiring and components. | ME | Oct 2025
26 0573 RIB | Power System Studies | Short-circuit, coordination studies; arc flash/shock risk assessment. | ME | Jul 2022
26 0573.10 SE | Power System Studies - Schneider Electric | Short-circuit, protective device coordination, and arc flash hazard analyses. | ASCLMEDW | Mar 2025
26 0583 RIB | Wiring Connections | Connections for mechanical, architectural, and other equipment. | ME | Jul 2022
26 0650.16 RIB | Lighting Fixture Schedule | Specific requirements for individual luminaire types . | ALME | Apr 2026
26 0907 HLO | Electronically Controlled Switchable Glass Controls - Halio | Halio; proprietary controls for use with Halio EC switchable IGU's. | ASCLMED | Jul 2021
26 0913.13 SE | Electrical Power Management System - Schneider Electric Square D EcoStruxure PME | Power Monitoring Expert; hardware, software, and services. | ASCLMEDW | Mar 2025
26 0913.26 SE | Cloud Based Electrical Power Management System - Schneider Electric EcoStruxure Energy Hub | Subscription-based Software as a Service (SAAS) delivery. | ASCLMEDW | Mar 2025
26 0913.33 SE | Electrical Power Management System - Schneider Electric Square D EcoStruxure Power Operation | Power Operation; hardware, software, and services. | ASCLMEDW | Mar 2025
26 0913.83 SE | Condition Monitoring Services - Schneider Electric Square D EcoStruxure Asset Advisor | Cloud condition-based monitoring service. | ASCLMEDW | Mar 2025
26 0916 RIB | Electric Controls and Relays | Switches, pushbuttons, relays, timers, counters, control power transformers, panels. | ME | Mar 2023
26 0917 RIB | Programmable Controllers | Controllers and programming accessories. | ME | Jul 2022
26 0917 SE | Protective Relays - Schneider Electric PowerLogic Easergy P Series | P3 “basic”, P3X “advanced”, or P5 draw-out relay construction. | ASCLMEDW | Mar 2025
26 0918 RIB | Remote Control Switching Devices | Low voltage control of 120 and 277 volt lighting and general purpose branch circuits. | ME | Jul 2022
26 0923 LUT | Lighting Control Devices - Lutron | Lutron ; devices for automatic control of lighting and other loads . | ASCLMED | May 2026
26 0923 RIB | Lighting Control Devices | Devices for automatic lighting control; lighting contactors. | LME | Nov 2025
26 0924 LUT2 | Lighting Controls - Lutron Caseta Wireless | Lutron ; wireless controls for lighting, temperature, shades; window treatments. | ASCLMED | Jul 2024
26 0924 LUT3 | Lighting Controls - Lutron Vive | ++ Lutron wireless lighting control s with centralized wireless hubs. | ASCLMED | May 2026
26 0936 LUT | Modular Dimming Controls - Lutron QS | ++ Lutron s tandalone lighting control system. | ASCLMED | Apr 2026
26 0936 OSRAM | Modular Dimming Controls - OSRAM Encelium Edge | OSRAM Encelium Edge standalone wireless lighting control system. | ASCLMED | Sep 2020
26 0943 LUT | Network Lighting Controls - Lutron QS/Quantum | ++ Lutron digital-network lighting control system. | ASCLMED | May 2026
26 0943 LUT2 | Network Lighting Controls - Lutron Homeworks | Lutron Homeworks network lighting control system. | ASCLMED | May 2026
26 0943 LUT3 | Network Lighting Controls - Lutron Athena | ++ Lutron digital-network lighting control system. | ASCLMED | May 2026
26 0943 OSRAM | Network Lighting Controls - OSRAM Encelium Extend | OSRAM Encelium Extend wireless network lighting control system. | ASCLMED | Sep 2020
26 0995 LUT | Hotel Guestroom Controls - Lutron myRoom | Guestroom controls for lighting, temperature and shades; window treatments. | ASCLMED | Apr 2026
26 0995 LUT2 | Hotel Guestroom Controls - Lutron myRoom XC | Guestroom controls for lighting, temperature and shades; window treatments. | ASCLMEDW | May 2026
26 1011 SE | Medium-Voltage Switchgear Modernization - Schneider Electric | New replacement and reconditioned circuit breakers, retrofilled cubicles. | ASCLMEDW | Mar 2025
26 1100 SE | Medium-Voltage Unit Substations - Schneider Electric Square D Power-Zone Load Center / Model III | Standard (MV or LV secondary) and compact (LV secondary). | ASCLMEDW | Mar 2025
26 1116 RIB | Secondary Unit Substations | Secondary unit substations; primary voltage to 34.5 kV; low-voltage secondaries. | ME | Mar 2023
26 1200 RIB | Medium-Voltage Transformers |  | ME | Apr 2026
26 1213 SE | Liquid-Filled, Medium-Voltage Transformers - Schneider Electric Square D | Substation type. | ASCLMEDW | Jan 2026
26 1216.11 SE | Dry-Type, Cast-Coil, Medium-Voltage Transformers - Schneider Electric Square D Power-Cast II / Uni-Cast II | Solid-cast, substation type. | ASCLMEDW | Jan 2026
26 1216.13 SE | Dry-Type, VPI, Medium-Voltage Transformers - Schneider Electric Square D Power-Dry II | Vacuum-pressure impregnated, substation type. | ASCLMEDW | Jan 2026
26 1219 SE | Pad-Mounted, Liquid-Filled, Medium-Voltage Transformers - Schneider Electric Square D | Complying with IEEE C57.12.00 and IEEE C57.12.34. | ASCLMEDW | Jan 2026
26 1300 RIB | Medium-Voltage Switchgear | Switchgear rated 2 kV to 15 kV; air-magnetic and vacuum interrupter circuit breakers. | ME | Mar 2023
26 1321 RIB | Air Interrupter Switches | Air break type interrupter switches for medium-voltage applications, 34.5 kV and less. | ME | Mar 2023
26 1323.13 SE | Medium-Voltage Metal-Enclosed Switchgear - Schneider Electric Square D GHA | IEEE C37.20.3; gas-insulated; with vacuum circuit breakers. | ASCLMEDW | Oct 2025
26 1323.14 SE | Medium-Voltage Metal-Enclosed Switchgear - Schneider Electric Square D CBGS-0 | IEEE C37.20.3; gas-insulated; with SF6 or vacuum circuit breakers. | ASCLMEDW | Oct 2025
26 1323.17 SE | Medium-Voltage Metal-Enclosed Switchgear - Schneider Electric Square D PremSet 2SIS | IEEE C37.20.3; shielded solid-insulated; with vacuum circuit breakers. | ASCLMEDW | Oct 2025
26 1323.23 SE | Medium-Voltage Compact Metal-Enclosed Switchgear - Schneider Electric Square D HVL/cc | IEEE C37.20.3; compartmentalized, with load interrupter switches. | ASCLMEDW | Oct 2025
26 1323.26 SE | Medium-Voltage Metal-Enclosed Switchgear- Schneider Electric Square D HVL | IEEE C37.20.3; with load interrupter switches. | ASCLMEDW | Mar 2026
26 1326.13 SE | Medium-Voltage Metal-Clad Switchgear - Schneider Electric Square D SureSeT | IEEE C37.20.2; air-insulated, drawout, with vacuum circuit breakers. | ASCLMEDW | Oct 2025
26 1326.14 SE | Medium-Voltage Metal-Clad Switchgear - Schneider Electric Square D Masterclad | IEEE C37.20.2; air-insulated, drawout, with vacuum circuit breakers. | ASCLMEDW | Oct 2025
26 1336 SE | Paralleling Medium-Voltage Switchgear - Schneider Electric ASCO 7000 | IEEE C37.20.2; metal-clad, drawout, with vacuum circuit breakers. | ASCLMEDW | Mar 2025
26 1513 SE | Medium-Voltage Busways - Schneider Electric Square D Power-Zone | 600 V to 38 kV, indoor and outdoor feeder type. | ASCLMEDW | Mar 2025
26 1839 RIB | Medium-Voltage Motor Controllers | NEMA Class E2 controllers, rated 6.6kV or less; fused. | ME | Mar 2023
26 1839.13 SE | Medium-Voltage Motor Controllers - Schneider Electric MotorSet | Full voltage and RVSS; up to 3 kA, 7.2 kV. | ASCLMEDW | Mar 2025
26 1839.23 SE | Medium-Voltage Variable-Frequency Motor Controllers - Schneider Electric Altivar Process ATV6000UL | Pulse width modulated (PWM), vector-controlled voltage sourced inverter (VSI). | ASCLMEDW | Mar 2025
26 2011 SE | Low-Voltage Switchgear Modernization - Schneider Electric | New replacement and reconditioned circuit breakers, retrofilled cubicles. | ASCLMEDW | Mar 2025
26 2100 RIB | Low-Voltage Electrical Service Entrance | Electrical service requirements; underground and overhead. | CME | Jul 2022
26 2200 RIB | Low-Voltage Transformers | Dry type; enclosed; for lighting and power loads; rated 600 V and less. | ASCLMEDW | Jan 2026
26 2213.13 SE | Low-Voltage Distribution Transformers - Schneider Electric Square D | Dry type, enclosed, air cooled, 1,000 V and less, 15-1,000 kVA. | ASCLMEDW | Jan 2026
26 2213.16 SE | Low-Voltage General Purpose Encapsulated Transformers - Schneider Electric Square D | Dry type, encapsulated, 1,000 V and less, 0.05-75 kVA. | ASCLMEDW | Jan 2026
26 2300 RIB | Low-Voltage Switchgear | Drawout; 600 V and less; standard and arc-resistant; LVPCBs. | ME | Mar 2023
26 2300 SE | Low-Voltage Switchgear - Schneider Electric Square D Power-Zone 4 | IEEE C37.20.1, UL 1558 listed, drawout, up to 6,000 A, 200 kA SCCR. | ASCLMEDW | Mar 2026
26 2313 SE | Paralleling Low-Voltage Switchgear - Schneider Electric ASCO 7000 | IEEE C37.20.1, UL 1558 listed; drawout, up to 10,000 A, 200 kA SCCR. | ASCLMEDW | Mar 2025
26 2413 RIB | Switchboards | 600 V and less; front- and rear-connected; overcurrent devices. | ME | Jun 2025
26 2413.11 SE | Switchboards - Schneider Electric Square D FlexSeT / QED-2 | UL 891 listed switchboards up to 6,000 A, 200 kA SCCR. | ASCLMEDW | Oct 2025
26 2413.23 SE | Switchboards - Schneider Electric Square D QED-6 | UL 891 listed, drawout, ICCBs, up to 5,000 A, 200 kA SCCR. | ASCLMEDW | Oct 2025
26 2413.33 SE | Switchboards - Schneider Electric Square D Integrated Power Center 2 | Integrated panelboard interiors and transformers. | ASCLMEDW | Mar 2025
26 2416 RIB | Panelboards | Distribution, lighting and appliance types; load centers; overcurrent protective devices. | ME | Jun 2025
26 2416.11 SE | Panelboards - Schneider Electric Square D NQ / NF | L ighting and appliance panelboards. | ASCLMEDW | Mar 2025
26 2416.16 SE | Intelligent Panelboards - Schneider Electric Square D Powerlink/Powerlink MVP | Intelligent and l ighting control panelboards. | ASCLMEDW | Mar 2025
26 2416.23 SE | Panelboards - Schneider Electric Square D I-line | Power distribution panelboards, circuit breaker. | ASCLMEDW | Apr 2025
26 2419 RIB | Motor-Control Centers | 600 V and less; standard and arc-resistant; units; accessories. | ME | Mar 2023
26 2419 SE | Motor Control Centers - Schneider Electric Square D Model 6 | 600 VAC and less; optional intelligent MCC, optional arc resistance. | ASCLMEDW | Mar 2025
26 2513 RIB | Low-Voltage Busways | Feeder and plug-in type, 600 volts and less. | ME | Mar 2023
26 2513 SE | Low-Voltage Busways - Schneider Electric Square D I-Line / I-Line II | 600 VAC and less, feeder and plug-in busway, plug-in units. | ASCLMEDW | Mar 2025
26 2713 RIB | Electricity Metering | For Owner metering; single and multi-circuit types. | ME | May 2025
26 2713.13 SE | Power and Energy Meters - Schneider Electric PowerLogic | Metering devices for basic power and energy measurement. | ASCLMEDW | Mar 2025
26 2713.16 SE | Power Quality Meters - Schneider Electric PowerLogic | Metering devices with power quality analysis capabilities. | ASCLMEDW | Mar 2025
26 2714.12 SE | Critical Power Management Appliance - Schneider Electric ASCO | Real-time control, monitoring, and management of critical power infrastructure. | ASCLMEDW | Apr 2025
26 2723 RIB | Indoor Service Poles | Freestanding indoor utility columns for power, telephone, and data outlets. | ME | Jul 2022
26 2726 HUB | Wiring Devices - Hubbell EdgeConnect | Hubbell fast-terminating screwless receptacles and switches. | ASCLMEDW | Feb 2025
26 2726 LUT | Wiring Devices - Lutron | ++Lutron dimmers, switches, receptacles, wallplates, accessories. | ASCLMED | May 2026
26 2726 RIB | Wiring Devices | Switches, dimmers, receptacles, floor fittings, access floor boxes. | AME | Aug 2025
26 2733 RIB | Power Distribution Units | Unit power conditioning equipment for electronic data processing installations. | ME | Mar 2023
26 2811.11 SE | Molded Case / Insulated Case Circuit Breakers - Schneider Electric Square D PowerPacT / MasterPacT | UL 489 circuit breakers and trip units. | ASCLMEDW | Mar 2025
26 2811.13 SE | Low-Voltage Power Circuit Breakers - Schneider Electric Square D MasterPacT | UL 1066 listed circuit breakers and trip units. | ASCLMEDW | Mar 2025
26 2813 RIB | Fuses | Fuses for use in low voltage power distribution circuits. | ME | Jul 2022
26 2816.13 RIB | Enclosed Circuit Breakers | Molded case circuit breakers; enclosures. | ME | Mar 2023
26 2816.16 RIB | Enclosed Switches | For use as disconnects in service and distribution systems rated 600 volts and less. | ME | Jan 2026
26 2913 RIB | Enclosed Controllers | Magnetic and manual controllers for motor and general loads; accessories . | ME | Mar 2023
26 2923 RIB | Variable-Frequency Motor Controllers | For variable speed/torque control of AC motors. | ME | May 2026
26 2923.11 SE | Variable-Frequency Motor Controllers for Building / HVAC - Schneider Electric Altivar 212 / S-Flex 212 | Open (Altivar 212) and enclosed (S-Flex 212). | ASCLMEDW | Mar 2025
26 2923.23 SE | Variable-Frequency Motor Controllers for Process - Schneider Electric Altivar Process ATV600 | Standard (ATV630), Compact (ATV660), and AFE Low Harmonic (ATV680). | ASCLMEDW | Mar 2025
26 3100 RIB | Photovoltaic Collectors | System requirements; modules and balance of system components. | ACLME | Apr 2026
26 3213 RIB | Engine Generators | Packaged engine generator system. | ME | Jul 2025
26 3213.13 RPS | Diesel-Engine-Driven Generators - Rehlko Power Systems | Packaged engine generator system. | ASCLMED | Oct 2025
26 3213.16 RPS | Gaseous-Engine-Driven Generators - Rehlko Power Systems | Packaged engine generator system. | ASCLMED | Oct 2025
26 3229 RIB | Rotary Converters | AC to DC converters, AC frequency changers, and single- to three-phase converters. | ME | Jul 2022
26 3233 RIB | Rotary Uninterruptible Power Units | Converters and frequency changers with energy storage; for computers, etc. | ME | Jul 2025
26 3323 RIB | Central Battery Equipment | Centralized emergency lighting inverters; UPS and IPS types | ME | Feb 2025
26 3343 RIB | Battery Chargers | For stationary battery applications. | ME | Feb 2025
26 3353 RIB | Static Uninterruptible Power Supply | 3-phase; >10 kVA and | ME | Sep 2025
26 3363 SE1 | Solid State Uninterruptible Power Supply - Schneider Electric Galaxy VS | 208 V, 3PH or 480 V, 3PH; internal or external batteries | ASCLMEDW | Mar 2025
26 3363 SE2 | Solid State Uninterruptible Power Supply - Schneider Electric Galaxy VM | 480 V, 3 PH; 160-225 kVA. | ASCLMEDW | Mar 2025
26 3363 SE3 | Solid State Uninterruptible Power Supply - Schneider Electric Galaxy VX | 480 V, 3 PH; scalable from 500-1,500 kW N+1. | ASCLMEDW | Mar 2025
26 3363 SE4 | Solid State Uninterruptible Power Supply - Schneider Electric Galaxy VL | 480 V, 3 PH; scalable from 200-500 kW. | ASCLMEDW | Mar 2025
26 3363 SE5 | Solid State Uninterruptible Power Supply - Schneider Electric Easy UPS 3S | 208 V, 3 PH; 10-40 kVA. | ASCLMEDW | Mar 2025
26 3373 SE | Battery Energy Storage System (BESS) - Schneider Electric | 7 ft and 20 ft factory-assembled enclosures; 60-500 kW. | ASCLMEDW | Oct 2025
26 3526.11 SE | Active Harmonic Filters - Schneider Electric PowerLogic AccuSine PCS+ / PCSn | 3-phase mitigation with or without neutral harmonic current compensation. | ASCLMEDW | Mar 2025
26 3533.16 RIB | Low-Voltage Power Factor Correction Equipment | F ixed and automatically-switched ; 600 volts and less. | ME | Mar 2023
26 3533.16 SE | Low-Voltage Power Factor Correction Equipment - Schneider Electric PowerLogic PFC / EVC+ | Smart detuned automatic capacitor bank and electronic var compensation system. | ASCLMEDW | Mar 2025
26 3600 RIB | Transfer Switches | Automatic , nonautomatic, and manual types ; 600 volts and less. | ME | Aug 2025
26 3600 RPS | Transfer Switches - Rehlko Power Systems | Automatic, nonautomatic, and manual types; 600 V and less. | ASCLMED | Nov 2025
26 3613 SE | Manual Transfer Switches - Schneider Electric ASCO 300 | Low-voltage, available as service entrance and with quick connects. | ASCLMEDW | Oct 2024
26 3623.13 SE | Automatic/Nonautomatic Transfer Switches - Schneider Electric ASCO 7000 | Low-voltage, for critical power. | ASCLMEDW | Apr 2025
26 3623.16 SE | Automatic/Nonautomatic Transfer Switches - Schneider Electric ASCO 300 | Low-voltage, for critical power. | ASCLMEDW | Apr 2025
26 3623.23 SE | Medium-Voltage Automatic Transfer Switches - Schneider Electric ASCO 7000 | Medium-voltage, for critical power. | ASCLMEDW | May 2025
26 3633 FPS | Connection Cabinets for Portable Generators and Load Banks - Foxfab Power Solutions | Low-voltage, input and/or output panels with camlocks or lugs. | ASCLMED | Sep 2025
26 3633 RIB | Connection Cabinets for Portable Generators and Load Banks | Permanently installed units with provisions for temporary power connections. | ME | Sep 2025
26 3633 SE | Connection Cabinets for Portable Generators and Load Banks - Schneider Electric ASCO 300 | Low-voltage, input and/or output panels with quick connects. | ASCLMEDW | Jun 2025
26 3713 SE | Low-Voltage Microgrid Energy Management System - Schneider Electric Square D Energy Control Center | Integrated power distribution equipment for control of DERs. | ASCLMEDW | Mar 2025
26 4100 RIB | Facility Lightning Protection | NFPA 780-based, UL or LPI; air terminals, conductors, grounding, & bonding. | ASCME | Jan 2025
26 4113.11 NVNT | Lightning Protection - nVent ERICO System 3000 | Air terminals, masts, and grounding system. | ASCLMEDW | Jan 2025
26 4119 NLP | Early Streamer Emission Lightning Protection - NLP Prevectron | NLP Prevectron ESE air terminals, masts, and grounding system. | ASCLMEDW | Jan 2025
26 4119 NVNT | Early Streamer Emission Lightning Protection - nVent ERICO System 1000 | ESE air terminals, masts, and grounding system. | ASCLMEDW | Jan 2025
26 4300 RIB | Surge Protective Devices | External (field-installed) or internal (factory-installed); 600V and less. | ME | Feb 2025
26 5100 RIB | Interior Lighting | Luminaires, emergency lighting units, exit signs, and luminaire accessories. | AME | Feb 2026
26 5133 LUT | Luminaires and Drivers - Lutron | ++Lutron luminaires and drivers. | ASCLMED | Jan 2026
26 5134 KET | Luminaires, Lamps, and Accessories - Ketra | ++Ketra LED tunable luminaires/lamps and accessory controls/interfaces. | ASCLMED | Jun 2026
26 5537 RIB | Obstruction and Landing Lights | FAA-required building marking; helicopter pad landing lights. | ME | Jul 2022
26 5561 RIB | Theatrical Lighting | Lighting fixtures; dimming and control equipment and accessories. | ME | Jul 2022
26 5600 RIB | Exterior Lighting | Luminaires, poles, and luminaire accessories. | ALME | Feb 2026
Communications |  | 21 Sections | Catalog | Updated
27 0529 RIB | Hangers and Supports for Communications Systems | Support and attachment components for communications work. | ME | Nov 2025
27 0533.13 RIB | Conduit for Communications Systems | Communications conduit and tubing, fittings, accessories. | ME | Jan 2026
27 0536 RIB | Cable Trays for Communications Systems | Metal and fiberglass cable tray systems for communications systems. | ME | May 2026
27 1000 BEL | Structured Cabling - Belden | Balanced twisted-pair/optical fiber cables and accessories, equipment room fittings. | ASCLMEDW | Apr 2025
27 1000 RIB | Structured Cabling | Voice/data; copper/fiber optic; outlets, patch panels, racks, etc. | ME | May 2026
27 1100 RIB | Communications Equipment Room Fittings | Equipment to fit out communications room/space. | ME | Oct 2025
27 1100 SE | Communications Equipment Room Fittings - Schneider Electric APC | Small, medium, and large preconfigured applications based on maximum IT load capacity. | ASCLMEDW | Oct 2024
27 1123.21 VELCRO | Communications Cable Management - VELCRO Brand ONE-WRAP | General use and fire retardant, plenum rated | ASCLMED | Mar 2026
27 4133 RIB | Master Antenna Television Systems | Master antenna (MATV); satellite (SMATV); cable/community antenna (CATV). | ME | Jul 2022
27 5116 RIB | Public Address Systems | F or paging, announcements, background music. | ME | Oct 2025
27 5119 RIB | Sound Masking Systems | ++ System requirements; may include integrated paging/music capability. | AME | Oct 2025
27 5121 RIB | Biophilic Audio-Visual Environmental Systems | Digital virtual skylights, windows, and aquariums incorporating video display monitors for simulated views . | ASCLMED | Jul 2022
27 5123 RIB | Intercommunications and Program Systems | Intercom equipment; master stations; for private interoffice communication. | ME | Jul 2022
27 5129.13 RIB | Rescue Assistance Signal Systems | Emergency communication system for areas of refuge/rescue assistance . | AME | Mar 2026
27 5129.17 HW | Two-way Radio Communication Enhancement Systems - Fiplex by Honeywell | Fiplex by Honeywell BDA and Fiber DAS Systems | ASCLMEDW | Jun 2025
27 5129.17 RIB | Two-way Radio Communication Enhancement Systems | For new two-way, in-building, emergency responder communication enhancement systems. | AME | Oct 2025
27 5131 CBC | Public Assistance Call Stations - Code Blue | Help points, speaker phones, and software. | ASCLMEDW | May 2024
27 5131 RIB | Public Assistance Call Stations | Unit enclosures, speakerphones, and software. | AME | Oct 2025
27 5223 RIB | Nurse Call/Code Blue Systems | Annunciator and intercom equipment; call stations; master stations; power supply. | ME | Jul 2022
27 5313 PTS | Clock Systems - Pyramid Time Systems | Wireless clock systems, IP network clocks. | ASCLMEDW | Feb 2026
27 5313 RIB | Clock Systems | For time synchronization of indicating clocks and interconnected system events. | AME | Apr 2025
Electronic Safety and Security |  | 21 Sections | Catalog | Updated
28 1000 LIFT | Access Control - LiftMaster myQ | Smart video intercoms, door controllers, readers/keypads, software. | ASCLMEDW | Feb 2025
28 1000 RIB | Access Control | Control units, readers, and accessories for controlling facility access . | AME | Dec 2025
28 1013 LUXER1 | Package Room Access Control - Luxer One | Luxer Room electronic package system. | ASCLMED | Aug 2025
28 1523 RIB | Intercom Entry Systems | Audio-video and audio-only; analog and IP network . | AME | Mar 2026
28 1800 RIB | Security Access Detection Equipment | Stationary walk-through metal detectors. | AME | Jan 2026
28 2000 AXIS | Video Surveillance - AXIS | Network IP cameras and video management software. | ASCLMEDW | Dec 2024
28 2000 RIB | Video Surveillance | Video recording and viewing equipment, cameras, and accessories. | ME | Feb 2026
28 2000 VIV | Video Surveillance - VIVOTEK | Vivotek; video recording and viewing equipment, cameras, accessories. | ASCLMEDW | Feb 2025
28 3111 RIB | Building Intrusion Detection | Alarm control units, detection devices, and associated components. | ME | Nov 2025
28 4011 AGS | Utility Emergency Detection, Alarm, and Control Systems - American Gas Safety | Utility control systems for gas, electric, and water. | ASCLMED | Sep 2025
28 4011 RIB | Utility Emergency Detection, Alarm, and Control Systems | Utility control systems for gas, electric, and water. | AME | Mar 2026
28 4400 RIB | Refrigerant Detection and Alarm | Systems for detection and notification of refrigerant vapor leaks. | AME | Aug 2025
28 4600 HWGAM1 | Fire Detection and Alarm - Gamewell-FCI E3 | Gamewell-FCI E3 fire alarm control. | ASCLMEDW | Aug 2024
28 4600 HWGAM2 | Fire Detection and Alarm - Gamewell-FCI S3 | Gamewell-FCI S3 fire alarm control. | ASCLMEDW | Sep 2024
28 4600 HWNOT1 | Fire Detection and Alarm - Notifier ONYX | Notifier ONYX fire alarm control. | ASCLMEDW | Apr 2024
28 4600 HWNOT2 | Fire Detection and Alarm - Notifier INSPIRE | Notifier INSPIRE fire alarm control. | ASCLMEDW | Nov 2024
28 4600 POT1 | Fire Detection and Alarm - Potter IPA | Potter IPA series fire alarm control panels. | ASCLMED | Aug 2025
28 4600 POT2 | Fire Detection and Alarm - Potter AFC | Potter AFC series fire alarm control panels. | ASCLMED | Aug 2025
28 4600 POT3 | Fire Detection and Alarm - Potter PFC | Potter PFC series fire alarm control panels. | ASCLMED | Nov 2025
28 4600 RIB | Fire Detection and Alarm | Addressable and conventional; NFPA 72; design by specialty contractor. | AME | Apr 2026
28 4614 RIB | Single and Multiple Station Alarms | Integrated units with sensor, controls, and notification; NFPA 72 Chapter 29. | AME | Oct 2025
Earthwork |  | 6 Sections | Catalog | Updated
31 0519 TSR | Geosynthetics for Earthwork - Tensar | Geogrid and geocomposite. | ASCLMEDW | Mar 2026
31 1000 RIB | Site Clearing | Vegetation clearing , topsoil removal, and restoration of damages. | ASCLME | May 2024
31 2200 RIB | Grading | Rough and fine grading of substrate for topographic contours. | ASCLMEDW | May 2024
31 2316.13 RIB | Trenching | Linear excavating, bedding, and backfilling for site utilities. | ASCLME | Aug 2025
31 2319 RIB | Dewatering | Surface and ground dewatering systems. | ASCLMED | Feb 2025
31 6615 RIB | Helical Foundation Piles | Piers and anchors; driven steel shafts with helical plates; foundation repair. | ASCME | Aug 2022
Exterior Improvements |  | 12 Sections | Catalog | Updated
32 0126 RIB | Rigid Paving Rehabilitation | Rehabilitating concrete pavement. | ASCLMED | Sep 2024
32 0519 RIB | Geosynthetics for Exterior Improvements | Includes geotextile, geogrid, and geocomposite. | ASCLMEDW | Sep 2024
32 1120 RIB | Subbase and Aggregate Base Courses | Subbase and aggregate base courses for placement under pavement. | ASCLMED | Oct 2024
32 1440 RIB | Stone Paving | M arble, granite, or slate pavers for exterior installation on natural or polymeric sand bed , mortar bed , or on pedestals over an impervious surface . | ASCLMEDW | May 2026
32 1729 RIB | Pavement Embedded Warning Lights | In-roadway flashing lights for crosswalks not at intersections with traffic lights. | ASCLME | Feb 2025
32 1743 RIB | Pavement Snow Melting Systems | Hydronic and electric pavement snow melting systems. | ASCLMED | Sep 2025
32 3111 LIFT | Gate Operators - LiftMaster | Swinging and sliding gate operators. | ASCLMEDW | Feb 2025
32 3190 DDT | Gate Hardware - D and D Technologies | Hinges and latches for fences. | ASCLMEDW | Feb 2026
32 3323 RBMAID | Site Trash and Litter Receptacles - Rubbermaid | Indoor and outdoor refuse receptacles and decorative panels. | ASCLMEDW | Jul 2024
32 3500 RIB | Screening Devices | Self-supporting walls for noise control, safety, protection, and privacy. | ASCLMED | Apr 2026
32 8423 RIB | Underground Sprinklers | Piped underground systems, including maintenance. | ACLME | Jan 2025
32 9500 RIB | Exterior Planting Support Structures | Includes trellis and treillage systems, arbor and pergolas, green walls, and netting. | ASCLMED | Nov 2024
Utilities |  | 24 Sections | Catalog | Updated
33 0110.58 RIB | Disinfection of Water Utility Piping Systems | Disinfection of domestic site water services, utility supply and water wells. | ACLME | Jul 2022
33 0561 RIB | Concrete Manholes | Various concrete manholes and manhole inserts with accessories. | ASCLME | Nov 2025
33 0569 RIB | Concrete Trenchways | Cast-in-place and precast concrete trenchways; trenchway covers. | ASCLME | Apr 2023
33 0994 RIB | Variable-Frequency Motor Controllers for Utilities | For variable speed/torque control of AC motors. | ASCLME | Jan 2026
33 1113 RIB | Potable Water Supply Wells | Drilling a water well, casing and grouting, pump, and accessories. | ACME | Jul 2022
33 1416 RIB | Site Water Utility Distribution Piping | Pipe materials, fittings, and valves for water system conveyances. | ACLME | Feb 2026
33 1443 RIB | Packaged Pumping Systems for Water Utility Service | Factory-assembled potable water packaged pressure boost pump station systems. | ACMEW | Jul 2022
33 1641 RIB | Fiberglass-Reinforced Polyester Modular Panel Water Storage Tanks | For field-erected, fiberglass-reinforced polyester modular panel water storage tanks for storage of domestic or hydronic-systems water. | ACME | Jun 2025
33 3113 RIB | Site Sanitary Sewerage Gravity Piping | Gravity sanitary drain piping from building to sewer. | ACME | Jul 2022
33 3213 RIB | Packaged Wastewater Pumping Stations | Wet well ; solids handling , grinder pumps : submersible , or above / beside. | ACMEW | Sep 2025
33 3400 BIO | Onsite Wastewater Disposal - BioMicrobics | Onsite wastewater disposal systems. | ASCLMEDW | Mar 2024
33 3413 RIB | Septic Tanks | Septic tanks, distribution box, and filter drainage field system. | ACME | Apr 2025
33 4100 RIB | Subdrainage | Weep tile drainage system, including filter aggregate and filter fabric. | ACLME | Aug 2024
33 4211 RIB | Stormwater Gravity Piping | Gravity storm drainage from building , paved , and landscaped areas. | ACLME | Apr 2025
33 4213 RIB | Stormwater Culverts | Corrugated steel and concrete pipe culvert and accessories. | ACLME | Jul 2022
33 4230 RIB | Stormwater Drains | Stormwater drains for paved and landscaped areas. | ACLME | Nov 2025
33 4236 LND | Stormwater Trench Drains - Landscape Drains | Slot and trench drains for stormwater drainage of exterior surfaces. | ASCLMED | Jun 2026
33 4413 RIB | Packaged Stormwater Pumping Stations | Factory-assembled pumping systems for stormwater applications. | ACMEW | Sep 2025
33 4600 RIB | Stormwater Management | Systems for stormwater retention or detention, storage, and disposal. | ACLME | Aug 2024
33 5216 RIB | Gas Hydrocarbon Piping | Pipe materials, fittings, and valves for natural or propane gas systems. | ACME | Jul 2022
33 7116.33 RIB | Wood Electrical Utility Poles | Wood poles and accessories for overhead site wire services. | ACME | Jul 2022
33 7119 RIB | Electrical Underground Ducts, Ductbanks, and Manholes | Concrete-encased conduit and duct, and concrete manholes. | ACME | Apr 2026
33 7149.13 RIB | Overhead Medium-Voltage Transmission Wiring | Line conductors and accessories for outdoor overhead power distribution. | ACME | Jul 2022
33 7900 RIB | Site Grounding | Grounding grids, loops, and other site-related grounding systems. | ACME | Jul 2022
Transportation |  | 1 Sections | Catalog | Updated
34 4100 RIB | Roadway Signaling and Control Equipment | Traffic signaling, controlling, and monitoring equipment. | ACLME | Mar 2024
Process Integration |  | 2 Sections | Catalog | Updated
40 0551 RIB | Common Requirements for Process Valves | Process valves, actuators, and other accessories. | ME | Jul 2022
40 0559 RIB | Hydraulic Gates | Vertical lift slide gates for liquid channels. | ASCLMEDW | Jul 2022
Material Processing and Handling Equipment |  | 1 Sections | Catalog | Updated
41 2323 RIB | Piece Material Lifts | In-plant piece (not bulk) material-handling lifts. | ASMEDW | May 2023
Process Gas and Liquid Handling, Purification and Storage Equipment |  | 1 Sections | Catalog | Updated
43 1200 RIB | Gas Compressors | Compressors for air and other industrial gases. | ASCLMED | Apr 2023
Templates |  | 2 Sections | Catalog | Updated
99 999 RIB | 3-Part Section Template | This template is intended f or writing new sections. It is a s ection outline with examples of standard language. | ASCLMED | Mar 2026
99 9999.03 RIB | AIA Format Template | AIA Format Template with Header/Footer Setup info. | ASCLMED | Apr 2019